{"text_format":"1","workbook":"xlsx","n_sheets":10,"sheets":["SYS","金属屋根_LONGi･SP･AUO","金属屋根_AUO325W専用","SMA_プラン表","オムロン_プラン表","SET","UserForm1用リスト","ShopList","UserForm2用リスト","見積書兼発注書"],"not_rendered":{"charts":0,"images":1,"macros":1,"external_links":0,"defined_names":23,"comments":1,"pivot_tables":0},"unopened":[],"bounds":{"document_bytes":16777216,"sheet_cells":100000,"rows_first":2000,"rows_last":500,"rows_between":2000,"halvings":0,"cell_chars":16384,"cell_head_chars":4096},"cells_cut":0,"cells_raw":0,"read":"whole","date_system":"1900"}

{"sheet":"SYS","index":0,"n_rows":0,"n_cols":0,"rows_kept":0,"cut":false,"hidden":false,"merged":[]}

{"sheet":"金属屋根_LONGi･SP･AUO","index":1,"n_rows":128,"n_cols":19,"rows_kept":128,"cut":false,"hidden":true,"merged":[[4,0,23,0],[4,1,23,1],[4,2,23,2],[26,0,41,0],[26,1,41,1],[26,2,41,2],[43,0,58,0],[43,1,58,1],[43,2,58,2],[60,0,75,0],[60,1,75,1],[60,2,75,2],[77,0,88,0],[77,1,88,1],[77,2,88,2],[90,0,101,0],[90,1,101,1],[90,2,101,2],[103,0,114,0],[103,1,114,1],[103,2,114,2],[116,0,127,0],[116,1,127,1],[116,2,127,2]]}
["屋根形状","建物高さ","風速","勾配","積雪","設置基準"]
["縦葺(補強あり)","10m以下","30～38m/s",3,"50以下",{"$f":"IF(INDEX(E5:S24,MATCH(D2,D5:D24,0),MATCH(E2,E4:S4,0))=\"NG\",\"設置不可\",INDEX(E5:S24,MATCH(D2,D5:D24,0),MATCH(E2,E4:S4,0))&\"点止め\")","v":"4点止め"}]
[]
["屋根形状","建物高さ","風速",null,"50以下","60以下","70以下","80以下","90以下","99以下","100以下","110以下","120以下","130以下","140以下","150以下","160以下","170以下","180以下"]
[{"$f":"A2","v":"縦葺(補強あり)"},"10m以下",{"$f":"C2","v":"30～38m/s"},0.5,{"$f":"IF($A$5=\"横葺・段葺\",\"NG\",IF($A$5=\"縦葺(補強あり)\",E117,IF($C$5=\"30m/s以下\",E78,IF($C$5=\"32・34m/s\",E91,IF($C$5=\"36・38m/s\",E104,\"NG\")))))","v":4},{"$f":"IF($A$5=\"横葺・段葺\",\"NG\",IF($A$5=\"縦葺(補強あり)\",F117,IF($C$5=\"30m/s以下\",F78,IF($C$5=\"32・34m/s\",F91,IF($C$5=\"36・38m/s\",F104,\"NG\")))))","v":4},4,4,4,4,8,8,8,"NG","NG","NG","NG","NG","NG"]
[null,null,null,1,{"$f":"IF($A$5=\"横葺・段葺\",\"NG\",IF($A$5=\"縦葺(補強あり)\",E118,IF($C$5=\"30m/s以下\",E79,IF($C$5=\"32・34m/s\",E92,IF($C$5=\"36・38m/s\",E105,\"NG\")))))","v":4},4,4,4,4,4,8,8,8,"NG","NG","NG","NG","NG","NG"]
[null,null,null,1.5,4,4,4,4,4,4,8,8,8,"NG","NG","NG","NG","NG","NG"]
[null,null,null,2,4,4,4,4,4,4,8,8,8,"NG","NG","NG","NG","NG","NG"]
[null,null,null,2.5,{"$f":"IF($A$5=\"横葺・段葺\",IF($C$5=\"30m/s以下\",E27,IF($C$5=\"32・34m/s\",E44,IF($C$5=\"36・38m/s\",E61,\"NG\"))),IF($A$5=\"縦葺(補強あり)\",E121,IF($C$5=\"30m/s以下\",E82,IF($C$5=\"32・34m/s\",E95,IF($C$5=\"36・38m/s\",E108,\"NG\")))))","v":4},{"$f":"IF($A$5=\"横葺・段葺\",IF($C$5=\"30m/s以下\",F27,IF($C$5=\"32・34m/s\",F44,IF($C$5=\"36・38m/s\",F61,\"NG\"))),IF($A$5=\"縦葺(補強あり)\",F121,IF($C$5=\"30m/s以下\",F82,IF($C$5=\"32・34m/s\",F95,IF($C$5=\"36・38m/s\",F108,\"NG\")))))","v":4},4,4,4,4,8,8,8,"NG","NG","NG","NG","NG","NG"]
[null,null,null,3,{"$f":"IF($A$5=\"横葺・段葺\",IF($C$5=\"30m/s以下\",E28,IF($C$5=\"32・34m/s\",E45,IF($C$5=\"36・38m/s\",E62,\"NG\"))),IF($A$5=\"縦葺(補強あり)\",E122,IF($C$5=\"30m/s以下\",E83,IF($C$5=\"32・34m/s\",E96,IF($C$5=\"36・38m/s\",E109,\"NG\")))))","v":4},4,4,4,4,4,8,8,8,8,"NG","NG","NG","NG","NG"]
[null,null,null,3.5,4,4,4,4,4,4,6,8,8,8,"NG","NG","NG","NG","NG"]
[null,null,null,4,4,4,4,4,4,4,6,8,8,8,"NG","NG","NG","NG","NG"]
[null,null,null,4.5,4,4,4,4,4,4,6,8,8,8,8,"NG","NG","NG","NG"]
[null,null,null,5,4,4,4,4,4,4,6,8,8,8,8,"NG","NG","NG","NG"]
[null,null,null,5.5,4,4,4,4,4,4,6,8,8,8,8,"NG","NG","NG","NG"]
[null,null,null,6,4,4,4,4,4,4,6,8,8,8,8,"NG","NG","NG","NG"]
[null,null,null,6.5,{"$f":"IF($A$5=\"横葺・段葺\",IF($C$5=\"30m/s以下\",E35,IF($C$5=\"32・34m/s\",E52,IF($C$5=\"36・38m/s\",E69,\"NG\"))),\"NG\")","v":"NG"},{"$f":"IF($A$5=\"横葺・段葺\",IF($C$5=\"30m/s以下\",F35,IF($C$5=\"32・34m/s\",F52,IF($C$5=\"36・38m/s\",F69,\"NG\"))),\"NG\")","v":"NG"},"NG","NG","NG","NG","NG","NG","NG","NG","NG","NG","NG","NG","NG"]
[null,null,null,7,{"$f":"IF($A$5=\"横葺・段葺\",IF($C$5=\"30m/s以下\",E36,IF($C$5=\"32・34m/s\",E53,IF($C$5=\"36・38m/s\",E70,\"NG\"))),\"NG\")","v":"NG"},"NG","NG","NG","NG","NG","NG","NG","NG","NG","NG","NG","NG","NG","NG"]
[null,null,null,7.5,"NG","NG","NG","NG","NG","NG","NG","NG","NG","NG","NG","NG","NG","NG","NG"]
[null,null,null,8,"NG","NG","NG","NG","NG","NG","NG","NG","NG","NG","NG","NG","NG","NG","NG"]
[null,null,null,8.5,"NG","NG","NG","NG","NG","NG","NG","NG","NG","NG","NG","NG","NG","NG","NG"]
[null,null,null,9,"NG","NG","NG","NG","NG","NG","NG","NG","NG","NG","NG","NG","NG","NG","NG"]
[null,null,null,9.5,"NG","NG","NG","NG","NG","NG","NG","NG","NG","NG","NG","NG","NG","NG","NG"]
[null,null,null,10,"NG","NG","NG","NG","NG","NG","NG","NG","NG","NG","NG","NG","NG","NG","NG"]
[]
["屋根形状","建物高さ","風速",null,"50以下","60以下","70以下","80以下","90以下","99以下","100以下","110以下","120以下","130以下","140以下","150以下","160以下","170以下","180以下"]
["横葺･段葺","10m以下","30m/s以下",2.5,4,4,6,6,6,6,8,8,8,10,10,10,"NG","NG","NG"]
[null,null,null,3,4,4,6,6,6,6,8,8,8,8,10,10,"NG","NG","NG"]
[null,null,null,3.5,4,4,4,6,6,6,6,8,8,8,10,10,10,"NG","NG"]
[null,null,null,4,4,4,4,6,6,6,6,8,8,8,10,10,10,"NG","NG"]
[null,null,null,4.5,4,4,4,6,6,6,6,8,8,8,10,10,10,"NG","NG"]
[null,null,null,5,4,4,4,4,6,6,6,8,8,8,8,10,10,"NG","NG"]
[null,null,null,5.5,4,4,4,4,6,6,6,8,8,8,8,10,10,10,"NG"]
[null,null,null,6,4,4,4,4,6,6,6,8,8,8,8,10,10,10,"NG"]
[null,null,null,6.5,4,4,4,4,6,6,6,6,8,8,8,8,10,10,"NG"]
[null,null,null,7,4,4,4,4,6,6,6,6,8,8,8,8,10,10,"NG"]
[null,null,null,7.5,4,4,4,4,4,6,6,6,8,8,8,8,10,10,10]
[null,null,null,8,4,4,4,4,4,6,6,6,6,8,8,8,10,10,10]
[null,null,null,8.5,4,4,4,4,4,6,6,6,6,8,8,8,10,10,10]
[null,null,null,9,4,4,4,4,4,4,6,6,6,8,8,8,10,10,10]
[null,null,null,9.5,4,4,4,4,4,4,6,6,6,6,8,8,10,10,10]
[null,null,null,10,4,4,4,4,4,4,6,6,6,6,8,8,10,10,10]
["屋根形状","建物高さ","風速",null,"50以下","60以下","70以下","80以下","90以下","99以下","100以下","110以下","120以下","130以下","140以下","150以下","160以下","170以下","180以下"]
["横葺･段葺","10m以下","32・34m/s",2.5,6,6,6,6,6,6,8,8,8,10,10,10,"NG","NG","NG"]
[null,null,null,3,6,6,6,6,6,6,8,8,8,8,10,10,"NG","NG","NG"]
[null,null,null,3.5,6,6,6,6,6,6,6,8,8,8,10,10,10,"NG","NG"]
[null,null,null,4,6,6,6,6,6,6,6,8,8,8,10,10,10,"NG","NG"]
[null,null,null,4.5,4,4,4,6,6,6,6,8,8,8,10,10,10,"NG","NG"]
[null,null,null,5,4,4,4,4,6,6,6,8,8,8,8,10,10,"NG","NG"]
[null,null,null,5.5,4,4,4,4,6,6,6,8,8,8,8,10,10,10,"NG"]
[null,null,null,6,4,4,4,4,6,6,6,8,8,8,8,10,10,10,"NG"]
[null,null,null,6.5,4,4,4,4,6,6,6,6,8,8,8,8,10,10,"NG"]
[null,null,null,7,4,4,4,4,6,6,6,6,8,8,8,8,10,10,"NG"]
[null,null,null,7.5,4,4,4,4,4,6,6,6,8,8,8,8,10,10,10]
[null,null,null,8,4,4,4,4,4,6,6,6,6,8,8,8,10,10,10]
[null,null,null,8.5,4,4,4,4,4,6,6,6,6,8,8,8,10,10,10]
[null,null,null,9,4,4,4,4,4,4,6,6,6,8,8,8,10,10,10]
[null,null,null,9.5,4,4,4,4,4,4,6,6,6,6,8,8,10,10,10]
[null,null,null,10,4,4,4,4,4,4,6,6,6,6,8,8,10,10,10]
["屋根形状","建物高さ","風速",null,"50以下","60以下","70以下","80以下","90以下","99以下","100以下","110以下","120以下","130以下","140以下","150以下","160以下","170以下","180以下"]
["横葺･段葺","10m以下","36・38m/s",2.5,6,6,6,6,6,6,8,8,8,10,10,10,"NG","NG","NG"]
[null,null,null,3,6,6,6,6,6,6,8,8,8,8,10,10,"NG","NG","NG"]
[null,null,null,3.5,6,6,6,6,6,6,6,8,8,8,10,10,10,"NG","NG"]
[null,null,null,4,6,6,6,6,6,6,6,8,8,8,10,10,10,"NG","NG"]
[null,null,null,4.5,6,6,6,6,6,6,6,8,8,8,10,10,10,"NG","NG"]
[null,null,null,5,6,6,6,6,6,6,6,8,8,8,8,10,10,"NG","NG"]
[null,null,null,5.5,6,6,6,6,6,6,6,8,8,8,8,10,10,10,"NG"]
[null,null,null,6,6,6,6,6,6,6,6,8,8,8,8,10,10,10,"NG"]
[null,null,null,6.5,6,6,6,6,6,6,6,6,8,8,8,8,10,10,"NG"]
[null,null,null,7,6,6,6,6,6,6,6,6,8,8,8,8,10,10,"NG"]
[null,null,null,7.5,6,6,6,6,6,6,6,6,8,8,8,8,10,10,10]
[null,null,null,8,6,6,6,6,6,6,6,6,6,8,8,8,10,10,10]
[null,null,null,8.5,4,4,4,4,4,6,6,6,6,8,8,8,10,10,10]
[null,null,null,9,4,4,4,4,4,4,6,6,6,8,8,8,10,10,10]
[null,null,null,9.5,4,4,4,4,4,4,6,6,6,6,8,8,10,10,10]
[null,null,null,10,4,4,4,4,4,4,6,6,6,6,8,8,10,10,10]
["屋根形状","建物高さ","風速",null,"50以下","60以下","70以下","80以下","90以下","99以下","100以下","110以下","120以下","130以下","140以下","150以下","160以下","170以下","180以下"]
["縦葺\n(立平25･35)","10m以下","30m/s以下",0.5,6,6,6,6,6,6,8,8,8,"NG","NG","NG","NG","NG","NG"]
[null,null,null,1,6,6,6,6,6,6,8,8,8,"NG","NG","NG","NG","NG","NG"]
[null,null,null,1.5,6,6,6,6,6,6,8,8,8,"NG","NG","NG","NG","NG","NG"]
[null,null,null,2,6,6,6,6,6,6,8,8,8,"NG","NG","NG","NG","NG","NG"]
[null,null,null,2.5,4,4,6,6,6,6,8,8,8,"NG","NG","NG","NG","NG","NG"]
[null,null,null,3,4,4,6,6,6,6,8,8,8,"NG","NG","NG","NG","NG","NG"]
[null,null,null,3.5,4,4,4,6,6,6,8,8,8,8,"NG","NG","NG","NG","NG"]
[null,null,null,4,4,4,4,6,6,6,8,8,8,8,"NG","NG","NG","NG","NG"]
[null,null,null,4.5,4,4,4,6,6,6,8,8,8,8,"NG","NG","NG","NG","NG"]
[null,null,null,5,4,4,4,4,6,6,8,8,8,8,"NG","NG","NG","NG","NG"]
[null,null,null,5.5,4,4,4,4,6,6,8,8,8,8,"NG","NG","NG","NG","NG"]
[null,null,null,6,4,4,4,4,6,6,8,8,8,8,"NG","NG","NG","NG","NG"]
["屋根形状","建物高さ","風速",null,"50以下","60以下","70以下","80以下","90以下","99以下","100以下","110以下","120以下","130以下","140以下","150以下","160以下","170以下","180以下"]
["縦葺\n(立平25･35)","10m以下","32・34m/s",0.5,6,6,6,6,6,6,8,8,8,"NG","NG","NG","NG","NG","NG"]
[null,null,null,1,6,6,6,6,6,6,8,8,8,"NG","NG","NG","NG","NG","NG"]
[null,null,null,1.5,6,6,6,6,6,6,8,8,8,"NG","NG","NG","NG","NG","NG"]
[null,null,null,2,6,6,6,6,6,6,8,8,8,"NG","NG","NG","NG","NG","NG"]
[null,null,null,2.5,6,6,6,6,6,6,8,8,8,"NG","NG","NG","NG","NG","NG"]
[null,null,null,3,6,6,6,6,6,6,8,8,8,"NG","NG","NG","NG","NG","NG"]
[null,null,null,3.5,6,6,6,6,6,6,8,8,8,8,"NG","NG","NG","NG","NG"]
[null,null,null,4,6,6,6,6,6,6,8,8,8,8,"NG","NG","NG","NG","NG"]
[null,null,null,4.5,6,6,6,6,6,6,8,8,8,8,"NG","NG","NG","NG","NG"]
[null,null,null,5,6,6,6,6,6,6,8,8,8,8,"NG","NG","NG","NG","NG"]
[null,null,null,5.5,6,6,6,6,6,6,8,8,8,8,"NG","NG","NG","NG","NG"]
[null,null,null,6,6,6,6,6,6,6,8,8,8,8,"NG","NG","NG","NG","NG"]
["屋根形状","建物高さ","風速",null,"50以下","60以下","70以下","80以下","90以下","99以下","100以下","110以下","120以下","130以下","140以下","150以下","160以下","170以下","180以下"]
["縦葺\n(立平25･35)","10m以下","36・38m/s",0.5,8,8,8,8,8,8,8,8,8,"NG","NG","NG","NG","NG","NG"]
[null,null,null,1,8,8,8,8,8,8,8,8,8,"NG","NG","NG","NG","NG","NG"]
[null,null,null,1.5,8,8,8,8,8,8,8,8,8,"NG","NG","NG","NG","NG","NG"]
[null,null,null,2,8,8,8,8,8,8,8,8,8,"NG","NG","NG","NG","NG","NG"]
[null,null,null,2.5,8,8,8,8,8,8,8,8,8,"NG","NG","NG","NG","NG","NG"]
[null,null,null,3,8,8,8,8,8,8,8,8,8,"NG","NG","NG","NG","NG","NG"]
[null,null,null,3.5,8,8,8,8,8,8,8,8,8,8,"NG","NG","NG","NG","NG"]
[null,null,null,4,8,8,8,8,8,8,8,8,8,8,"NG","NG","NG","NG","NG"]
[null,null,null,4.5,6,6,6,6,6,6,8,8,8,8,"NG","NG","NG","NG","NG"]
[null,null,null,5,6,6,6,6,6,6,8,8,8,8,"NG","NG","NG","NG","NG"]
[null,null,null,5.5,6,6,6,6,6,6,8,8,8,8,"NG","NG","NG","NG","NG"]
[null,null,null,6,6,6,6,6,6,6,8,8,8,8,"NG","NG","NG","NG","NG"]
["屋根形状","建物高さ","風速",null,"50以下","60以下","70以下","80以下","90以下","99以下","100以下","110以下","120以下","130以下","140以下","150以下","160以下","170以下","180以下"]
["縦葺(嵌合立平)\n補強クリップあり","10m以下","30~38m/s",0.5,4,4,4,4,4,4,8,8,8,"NG","NG","NG","NG","NG","NG"]
[null,null,null,1,4,4,4,4,4,4,8,8,8,"NG","NG","NG","NG","NG","NG"]
[null,null,null,1.5,4,4,4,4,4,4,8,8,8,"NG","NG","NG","NG","NG","NG"]
[null,null,null,2,4,4,4,4,4,4,8,8,8,"NG","NG","NG","NG","NG","NG"]
[null,null,null,2.5,4,4,4,4,4,4,8,8,8,"NG","NG","NG","NG","NG","NG"]
[null,null,null,3,4,4,4,4,4,4,8,8,8,8,"NG","NG","NG","NG","NG"]
[null,null,null,3.5,4,4,4,4,4,4,6,8,8,8,"NG","NG","NG","NG","NG"]
[null,null,null,4,4,4,4,4,4,4,6,8,8,8,"NG","NG","NG","NG","NG"]
[null,null,null,4.5,4,4,4,4,4,4,6,8,8,8,8,"NG","NG","NG","NG"]
[null,null,null,5,4,4,4,4,4,4,6,8,8,8,8,"NG","NG","NG","NG"]
[null,null,null,5.5,4,4,4,4,4,4,6,8,8,8,8,"NG","NG","NG","NG"]
[null,null,null,6,4,4,4,4,4,4,6,8,8,8,8,"NG","NG","NG","NG"]

{"sheet":"金属屋根_AUO325W専用","index":2,"n_rows":128,"n_cols":19,"rows_kept":128,"cut":false,"hidden":true,"merged":[[4,0,23,0],[4,1,23,1],[4,2,23,2],[26,0,41,0],[26,1,41,1],[26,2,41,2],[43,0,58,0],[43,1,58,1],[43,2,58,2],[60,0,75,0],[60,1,75,1],[60,2,75,2],[77,0,88,0],[77,1,88,1],[77,2,88,2],[90,0,101,0],[90,1,101,1],[90,2,101,2],[103,0,114,0],[103,1,114,1],[103,2,114,2],[116,0,127,0],[116,1,127,1],[116,2,127,2]]}
["屋根形状","建物高さ","風速","勾配","積雪","設置基準"]
["縦葺(補強あり)","10m以下","30～38m/s",3,"50以下",{"$f":"IF(INDEX(E5:S24,MATCH(D2,D5:D24,0),MATCH(E2,E4:S4,0))=\"NG\",\"設置不可\",INDEX(E5:S24,MATCH(D2,D5:D24,0),MATCH(E2,E4:S4,0))&\"点止め\")","v":"4点止め"}]
[]
["屋根形状","建物高さ","風速",null,"50以下","60以下","70以下","80以下","90以下","99以下","100以下","110以下","120以下","130以下","140以下","150以下","160以下","170以下","180以下"]
[{"$f":"A2","v":"縦葺(補強あり)"},"10m以下",{"$f":"C2","v":"30～38m/s"},0.5,{"$f":"IF($A$5=\"横葺・段葺\",\"NG\",IF($A$5=\"縦葺(補強あり)\",E117,IF($C$5=\"30m/s以下\",E78,IF($C$5=\"32・34m/s\",E91,IF($C$5=\"36・38m/s\",E104,\"NG\")))))","v":4},{"$f":"IF($A$5=\"横葺・段葺\",\"NG\",IF($A$5=\"縦葺(補強あり)\",F117,IF($C$5=\"30m/s以下\",F78,IF($C$5=\"32・34m/s\",F91,IF($C$5=\"36・38m/s\",F104,\"NG\")))))","v":4},4,4,4,4,8,8,"NG","NG","NG","NG","NG","NG","NG"]
[null,null,null,1,{"$f":"IF($A$5=\"横葺・段葺\",\"NG\",IF($A$5=\"縦葺(補強あり)\",E118,IF($C$5=\"30m/s以下\",E79,IF($C$5=\"32・34m/s\",E92,IF($C$5=\"36・38m/s\",E105,\"NG\")))))","v":4},4,4,4,4,4,8,8,"NG","NG","NG","NG","NG","NG","NG"]
[null,null,null,1.5,4,4,4,4,4,4,8,8,"NG","NG","NG","NG","NG","NG","NG"]
[null,null,null,2,4,4,4,4,4,4,8,8,"NG","NG","NG","NG","NG","NG","NG"]
[null,null,null,2.5,{"$f":"IF($A$5=\"横葺・段葺\",IF($C$5=\"30m/s以下\",E27,IF($C$5=\"32・34m/s\",E44,IF($C$5=\"36・38m/s\",E61,\"NG\"))),IF($A$5=\"縦葺(補強あり)\",E121,IF($C$5=\"30m/s以下\",E82,IF($C$5=\"32・34m/s\",E95,IF($C$5=\"36・38m/s\",E108,\"NG\")))))","v":4},{"$f":"IF($A$5=\"横葺・段葺\",IF($C$5=\"30m/s以下\",F27,IF($C$5=\"32・34m/s\",F44,IF($C$5=\"36・38m/s\",F61,\"NG\"))),IF($A$5=\"縦葺(補強あり)\",F121,IF($C$5=\"30m/s以下\",F82,IF($C$5=\"32・34m/s\",F95,IF($C$5=\"36・38m/s\",F108,\"NG\")))))","v":4},4,4,4,4,8,8,"NG","NG","NG","NG","NG","NG","NG"]
[null,null,null,3,{"$f":"IF($A$5=\"横葺・段葺\",IF($C$5=\"30m/s以下\",E28,IF($C$5=\"32・34m/s\",E45,IF($C$5=\"36・38m/s\",E62,\"NG\"))),IF($A$5=\"縦葺(補強あり)\",E122,IF($C$5=\"30m/s以下\",E83,IF($C$5=\"32・34m/s\",E96,IF($C$5=\"36・38m/s\",E109,\"NG\")))))","v":4},4,4,4,4,4,8,8,"NG","NG","NG","NG","NG","NG","NG"]
[null,null,null,3.5,4,4,4,4,4,4,8,8,8,"NG","NG","NG","NG","NG","NG"]
[null,null,null,4,4,4,4,4,4,4,8,8,8,"NG","NG","NG","NG","NG","NG"]
[null,null,null,4.5,4,4,4,4,4,4,8,8,8,"NG","NG","NG","NG","NG","NG"]
[null,null,null,5,4,4,4,4,4,4,8,8,8,"NG","NG","NG","NG","NG","NG"]
[null,null,null,5.5,4,4,4,4,4,4,8,8,8,8,"NG","NG","NG","NG","NG"]
[null,null,null,6,4,4,4,4,4,4,8,8,8,8,"NG","NG","NG","NG","NG"]
[null,null,null,6.5,{"$f":"IF($A$5=\"横葺・段葺\",IF($C$5=\"30m/s以下\",E35,IF($C$5=\"32・34m/s\",E52,IF($C$5=\"36・38m/s\",E69,\"NG\"))),\"NG\")","v":"NG"},{"$f":"IF($A$5=\"横葺・段葺\",IF($C$5=\"30m/s以下\",F35,IF($C$5=\"32・34m/s\",F52,IF($C$5=\"36・38m/s\",F69,\"NG\"))),\"NG\")","v":"NG"},"NG","NG","NG","NG","NG","NG","NG","NG","NG","NG","NG","NG","NG"]
[null,null,null,7,{"$f":"IF($A$5=\"横葺・段葺\",IF($C$5=\"30m/s以下\",E36,IF($C$5=\"32・34m/s\",E53,IF($C$5=\"36・38m/s\",E70,\"NG\"))),\"NG\")","v":"NG"},"NG","NG","NG","NG","NG","NG","NG","NG","NG","NG","NG","NG","NG","NG"]
[null,null,null,7.5,"NG","NG","NG","NG","NG","NG","NG","NG","NG","NG","NG","NG","NG","NG","NG"]
[null,null,null,8,"NG","NG","NG","NG","NG","NG","NG","NG","NG","NG","NG","NG","NG","NG","NG"]
[null,null,null,8.5,"NG","NG","NG","NG","NG","NG","NG","NG","NG","NG","NG","NG","NG","NG","NG"]
[null,null,null,9,"NG","NG","NG","NG","NG","NG","NG","NG","NG","NG","NG","NG","NG","NG","NG"]
[null,null,null,9.5,"NG","NG","NG","NG","NG","NG","NG","NG","NG","NG","NG","NG","NG","NG","NG"]
[null,null,null,10,"NG","NG","NG","NG","NG","NG","NG","NG","NG","NG","NG","NG","NG","NG","NG"]
[]
["屋根形状","建物高さ","風速",null,"50以下","60以下","70以下","80以下","90以下","99以下","100以下","110以下","120以下","130以下","140以下","150以下","160以下","170以下","180以下"]
["横葺･段葺","10m以下","30m/s以下",2.5,4,4,6,6,6,6,8,8,10,10,10,"NG","NG","NG","NG"]
[null,null,null,3,4,4,6,6,6,6,8,8,10,10,10,"NG","NG","NG","NG"]
[null,null,null,3.5,4,4,4,6,6,6,8,8,10,10,10,10,"NG","NG","NG"]
[null,null,null,4,4,4,4,6,6,6,8,8,10,10,10,10,"NG","NG","NG"]
[null,null,null,4.5,4,4,4,6,6,6,8,8,8,10,10,10,"NG","NG","NG"]
[null,null,null,5,4,4,4,4,6,6,8,8,8,10,10,10,"NG","NG","NG"]
[null,null,null,5.5,4,4,4,4,6,6,8,8,8,10,10,10,10,"NG","NG"]
[null,null,null,6,4,4,4,4,6,6,8,8,8,10,10,10,10,"NG","NG"]
[null,null,null,6.5,4,4,4,4,6,6,6,8,8,8,10,10,10,"NG","NG"]
[null,null,null,7,4,4,4,4,6,6,6,8,8,8,10,10,10,"NG","NG"]
[null,null,null,7.5,4,4,4,4,4,6,6,8,8,8,10,10,10,10,"NG"]
[null,null,null,8,4,4,4,4,4,6,6,8,8,8,10,10,10,10,"NG"]
[null,null,null,8.5,4,4,4,4,4,6,6,6,8,8,8,10,10,10,"NG"]
[null,null,null,9,4,4,4,4,4,4,6,6,8,8,8,10,10,10,"NG"]
[null,null,null,9.5,4,4,4,4,4,4,6,6,8,8,8,10,10,10,10]
[null,null,null,10,4,4,4,4,4,4,6,6,8,8,8,10,10,10,10]
["屋根形状","建物高さ","風速",null,"50以下","60以下","70以下","80以下","90以下","99以下","100以下","110以下","120以下","130以下","140以下","150以下","160以下","170以下","180以下"]
["横葺･段葺","10m以下","32・34m/s",2.5,6,6,6,6,6,6,8,8,10,10,10,"NG","NG","NG","NG"]
[null,null,null,3,6,6,6,6,6,6,8,8,10,10,10,"NG","NG","NG","NG"]
[null,null,null,3.5,6,6,6,6,6,6,8,8,10,10,10,10,"NG","NG","NG"]
[null,null,null,4,6,6,6,6,6,6,8,8,10,10,10,10,"NG","NG","NG"]
[null,null,null,4.5,6,6,6,6,6,6,8,8,8,10,10,10,"NG","NG","NG"]
[null,null,null,5,6,6,6,6,6,6,8,8,8,10,10,10,"NG","NG","NG"]
[null,null,null,5.5,6,6,6,6,6,6,8,8,8,10,10,10,10,"NG","NG"]
[null,null,null,6,6,6,6,6,6,6,8,8,8,10,10,10,10,"NG","NG"]
[null,null,null,6.5,4,4,4,4,6,6,6,8,8,8,10,10,10,"NG","NG"]
[null,null,null,7,4,4,4,4,6,6,6,8,8,8,10,10,10,"NG","NG"]
[null,null,null,7.5,4,4,4,4,4,6,6,8,8,8,10,10,10,10,"NG"]
[null,null,null,8,4,4,4,4,4,6,6,8,8,8,10,10,10,10,"NG"]
[null,null,null,8.5,4,4,4,4,4,6,6,6,8,8,8,10,10,10,"NG"]
[null,null,null,9,4,4,4,4,4,4,6,6,8,8,8,10,10,10,"NG"]
[null,null,null,9.5,4,4,4,4,4,4,6,6,8,8,8,10,10,10,10]
[null,null,null,10,4,4,4,4,4,4,6,6,8,8,8,10,10,10,10]
["屋根形状","建物高さ","風速",null,"50以下","60以下","70以下","80以下","90以下","99以下","100以下","110以下","120以下","130以下","140以下","150以下","160以下","170以下","180以下"]
["横葺･段葺","10m以下","36・38m/s",2.5,8,8,8,8,8,8,8,8,10,10,10,"NG","NG","NG","NG"]
[null,null,null,3,8,8,8,8,8,8,8,8,10,10,10,"NG","NG","NG","NG"]
[null,null,null,3.5,8,8,8,8,8,8,8,8,10,10,10,10,"NG","NG","NG"]
[null,null,null,4,8,8,8,8,8,8,8,8,10,10,10,10,"NG","NG","NG"]
[null,null,null,4.5,6,6,6,6,6,6,8,8,8,10,10,10,"NG","NG","NG"]
[null,null,null,5,6,6,6,6,6,6,8,8,8,10,10,10,"NG","NG","NG"]
[null,null,null,5.5,6,6,6,6,6,6,8,8,8,10,10,10,10,"NG","NG"]
[null,null,null,6,6,6,6,6,6,6,8,8,8,10,10,10,10,"NG","NG"]
[null,null,null,6.5,6,6,6,6,6,6,6,8,8,8,10,10,10,"NG","NG"]
[null,null,null,7,6,6,6,6,6,6,6,8,8,8,10,10,10,"NG","NG"]
[null,null,null,7.5,6,6,6,6,6,6,6,8,8,8,10,10,10,10,"NG"]
[null,null,null,8,6,6,6,6,6,6,6,8,8,8,10,10,10,10,"NG"]
[null,null,null,8.5,6,6,6,6,6,6,6,6,8,8,8,10,10,10,"NG"]
[null,null,null,9,6,6,6,6,6,6,6,6,8,8,8,10,10,10,"NG"]
[null,null,null,9.5,6,6,6,6,6,6,6,6,8,8,8,10,10,10,10]
[null,null,null,10,6,6,6,6,6,6,6,6,8,8,8,10,10,10,10]
["屋根形状","建物高さ","風速",null,"50以下","60以下","70以下","80以下","90以下","99以下","100以下","110以下","120以下","130以下","140以下","150以下","160以下","170以下","180以下"]
["縦葺\n(立平25･35)","10m以下","30m/s以下",0.5,6,6,6,6,6,6,8,8,"NG","NG","NG","NG","NG","NG","NG"]
[null,null,null,1,6,6,6,6,6,6,8,8,"NG","NG","NG","NG","NG","NG","NG"]
[null,null,null,1.5,6,6,6,6,6,6,8,8,"NG","NG","NG","NG","NG","NG","NG"]
[null,null,null,2,6,6,6,6,6,6,8,8,"NG","NG","NG","NG","NG","NG","NG"]
[null,null,null,2.5,6,6,6,6,6,6,8,8,"NG","NG","NG","NG","NG","NG","NG"]
[null,null,null,3,6,6,6,6,6,6,8,8,"NG","NG","NG","NG","NG","NG","NG"]
[null,null,null,3.5,6,6,6,6,6,6,8,8,"NG","NG","NG","NG","NG","NG","NG"]
[null,null,null,4,6,6,6,6,6,6,8,8,"NG","NG","NG","NG","NG","NG","NG"]
[null,null,null,4.5,6,6,6,6,6,6,8,8,8,"NG","NG","NG","NG","NG","NG"]
[null,null,null,5,6,6,6,6,6,6,8,8,8,"NG","NG","NG","NG","NG","NG"]
[null,null,null,5.5,6,6,6,6,6,6,8,8,8,"NG","NG","NG","NG","NG","NG"]
[null,null,null,6,6,6,6,6,6,6,8,8,8,"NG","NG","NG","NG","NG","NG"]
["屋根形状","建物高さ","風速",null,"50以下","60以下","70以下","80以下","90以下","99以下","100以下","110以下","120以下","130以下","140以下","150以下","160以下","170以下","180以下"]
["縦葺\n(立平25･35)","10m以下","32・34m/s",0.5,8,8,8,8,8,8,8,8,"NG","NG","NG","NG","NG","NG","NG"]
[null,null,null,1,8,8,8,8,8,8,8,8,"NG","NG","NG","NG","NG","NG","NG"]
[null,null,null,1.5,8,8,8,8,8,8,8,8,"NG","NG","NG","NG","NG","NG","NG"]
[null,null,null,2,8,8,8,8,8,8,8,8,"NG","NG","NG","NG","NG","NG","NG"]
[null,null,null,2.5,6,6,6,6,6,6,8,8,"NG","NG","NG","NG","NG","NG","NG"]
[null,null,null,3,6,6,6,6,6,6,8,8,"NG","NG","NG","NG","NG","NG","NG"]
[null,null,null,3.5,6,6,6,6,6,6,8,8,"NG","NG","NG","NG","NG","NG","NG"]
[null,null,null,4,6,6,6,6,6,6,8,8,"NG","NG","NG","NG","NG","NG","NG"]
[null,null,null,4.5,6,6,6,6,6,6,8,8,8,"NG","NG","NG","NG","NG","NG"]
[null,null,null,5,6,6,6,6,6,6,8,8,8,"NG","NG","NG","NG","NG","NG"]
[null,null,null,5.5,6,6,6,6,6,6,8,8,8,"NG","NG","NG","NG","NG","NG"]
[null,null,null,6,6,6,6,6,6,6,8,8,8,"NG","NG","NG","NG","NG","NG"]
["屋根形状","建物高さ","風速",null,"50以下","60以下","70以下","80以下","90以下","99以下","100以下","110以下","120以下","130以下","140以下","150以下","160以下","170以下","180以下"]
["縦葺\n(立平25･35)","10m以下","36・38m/s",0.5,"NG","NG","NG","NG","NG","NG","NG","NG","NG","NG","NG","NG","NG","NG","NG"]
[null,null,null,1,"NG","NG","NG","NG","NG","NG","NG","NG","NG","NG","NG","NG","NG","NG","NG"]
[null,null,null,1.5,8,8,8,8,8,8,8,8,"NG","NG","NG","NG","NG","NG","NG"]
[null,null,null,2,8,8,8,8,8,8,8,8,"NG","NG","NG","NG","NG","NG","NG"]
[null,null,null,2.5,8,8,8,8,8,8,8,8,"NG","NG","NG","NG","NG","NG","NG"]
[null,null,null,3,8,8,8,8,8,8,8,8,"NG","NG","NG","NG","NG","NG","NG"]
[null,null,null,3.5,8,8,8,8,8,8,8,8,"NG","NG","NG","NG","NG","NG","NG"]
[null,null,null,4,8,8,8,8,8,8,8,8,"NG","NG","NG","NG","NG","NG","NG"]
[null,null,null,4.5,8,8,8,8,8,8,8,8,8,"NG","NG","NG","NG","NG","NG"]
[null,null,null,5,8,8,8,8,8,8,8,8,8,"NG","NG","NG","NG","NG","NG"]
[null,null,null,5.5,8,8,8,8,8,8,8,8,8,"NG","NG","NG","NG","NG","NG"]
[null,null,null,6,8,8,8,8,8,8,8,8,8,"NG","NG","NG","NG","NG","NG"]
["屋根形状","建物高さ","風速",null,"50以下","60以下","70以下","80以下","90以下","99以下","100以下","110以下","120以下","130以下","140以下","150以下","160以下","170以下","180以下"]
["縦葺(嵌合立平)\n補強クリップあり","10m以下","30~38m/s",0.5,4,4,4,4,4,4,8,8,"NG","NG","NG","NG","NG","NG","NG"]
[null,null,null,1,4,4,4,4,4,4,8,8,"NG","NG","NG","NG","NG","NG","NG"]
[null,null,null,1.5,4,4,4,4,4,4,8,8,"NG","NG","NG","NG","NG","NG","NG"]
[null,null,null,2,4,4,4,4,4,4,8,8,"NG","NG","NG","NG","NG","NG","NG"]
[null,null,null,2.5,4,4,4,4,4,4,8,8,"NG","NG","NG","NG","NG","NG","NG"]
[null,null,null,3,4,4,4,4,4,4,8,8,"NG","NG","NG","NG","NG","NG","NG"]
[null,null,null,3.5,4,4,4,4,4,4,8,8,8,"NG","NG","NG","NG","NG","NG"]
[null,null,null,4,4,4,4,4,4,4,8,8,8,"NG","NG","NG","NG","NG","NG"]
[null,null,null,4.5,4,4,4,4,4,4,8,8,8,"NG","NG","NG","NG","NG","NG"]
[null,null,null,5,4,4,4,4,4,4,8,8,8,"NG","NG","NG","NG","NG","NG"]
[null,null,null,5.5,4,4,4,4,4,4,8,8,8,8,"NG","NG","NG","NG","NG"]
[null,null,null,6,4,4,4,4,4,4,8,8,8,8,"NG","NG","NG","NG","NG"]

{"sheet":"SMA_プラン表","index":3,"n_rows":2727,"n_cols":48,"rows_kept":2250,"cut":true,"hidden":true,"merged":[[3,40,5,40],[4,10,5,10],[4,11,4,14],[4,15,5,15],[4,16,4,19],[4,20,5,20],[4,21,4,24],[4,25,5,25],[3,25,3,29],[4,26,4,29],[4,30,5,30],[4,31,4,34],[4,35,5,35],[4,36,4,39],[3,30,3,34],[3,35,3,39],[3,7,5,7],[3,8,4,9],[3,10,3,14],[3,15,3,19],[3,20,3,24],[3,6,5,6],[3,0,5,0],[3,1,5,1],[3,2,5,2],[3,3,5,3],[3,4,5,5]],"bounds":{"rows_first":1000,"rows_last":250,"rows_between":1000,"halvings":1}}
[1,2,3,4,5,6,7,8,9,10,11,12,13,14,15,16,17,18,19,20,21,22,23,24,25,26,27,28,29,30,31,32,33,34,35,36,37,38,39,40,41,42,43,44,45,46,47,48]
[{"$f":"\"S\"&IF(E2=310,\"A\",IF(E2=325,\"B\",IF(E2=345,\"C\",IF(E2=285,\"D\",IF(E2=280,\"E\",IF(E2=300,\"F\",IF(E2=360,\"G\",\"NG\")))))))&IF(B2=\"10kW未満\",\"L\",IF(B2=\"10kW以上\",\"H\",\"NG\"))&D2&C2","v":"SGH120"},"10kW以上","",120,360,{"$f":"IF(COUNTIF($A$8:$A$2727,$A2)<>1,0,IF(VLOOKUP($A2,$A$8:$AO$2727,F$1,FALSE)=\"\",0,VLOOKUP($A2,$A$8:$AO$2727,F$1,FALSE)))","v":0},{"$f":"IF(COUNTIF($A$8:$A$2727,$A2)<>1,0,IF(VLOOKUP($A2,$A$8:$AO$2727,G$1,FALSE)=\"\",0,VLOOKUP($A2,$A$8:$AO$2727,G$1,FALSE)))","v":0},{"$f":"IF(COUNTIF($A$8:$A$2727,$A2)<>1,0,IF(VLOOKUP($A2,$A$8:$AO$2727,H$1,FALSE)=\"\",0,VLOOKUP($A2,$A$8:$AO$2727,H$1,FALSE)))","v":0},{"$f":"IF(COUNTIF($A$8:$A$2727,$A2)<>1,0,IF(VLOOKUP($A2,$A$8:$AO$2727,I$1,FALSE)=\"\",0,VLOOKUP($A2,$A$8:$AO$2727,I$1,FALSE)))","v":0},{"$f":"IF(COUNTIF($A$8:$A$2727,$A2)<>1,0,IF(VLOOKUP($A2,$A$8:$AO$2727,J$1,FALSE)=\"\",0,VLOOKUP($A2,$A$8:$AO$2727,J$1,FALSE)))","v":0},{"$f":"IF(COUNTIF($A$8:$A$2727,$A2)<>1,0,IF(VLOOKUP($A2,$A$8:$AO$2727,K$1,FALSE)=\"\",0,VLOOKUP($A2,$A$8:$AO$2727,K$1,FALSE)))","v":0},0,0,0,0,0,0,0,0,0,0,0,0,0,0,0,0,0,0,0,0,0,0,0,0,0,0,0,0,0,0,null,null,{"$f":"IF(COUNTIF($AQ$8:$AQ$905,\"S\"&IF($E2=310,\"A\",IF($E2=325,\"B\",IF($E2=345,\"C\",IF($E2=285,\"D\",IF($E2=280,\"E\",IF($E2=300,\"F\",IF($E2=360,\"G\",\"NG\")))))))&IF($B2=\"10kW未満\",\"L\",IF($B2=\"10kW以上\",\"H\",\"NG\"))&$D2)=0,\"\",IF(VLOOKUP(\"S\"&IF($E2=310,\"A\",IF($E2=325,\"B\",IF($E2=345,\"C\",IF($E2=285,\"D\",IF($E2=280,\"E\",IF($E2=300,\"F\",IF($E2=360,\"G\",\"NG\")))))))&IF($B2=\"10kW未満\",\"L\",IF($B2=\"10kW以上\",\"H\",\"NG\"))&$D2,$AQ$8:$AV$905,AR$6,FALSE)=\"\",\"\",VLOOKUP(\"S\"&IF($E2=310,\"A\",IF($E2=325,\"B\",IF($E2=345,\"C\",IF($E2=285,\"D\",IF($E2=280,\"E\",IF($E2=300,\"F\",IF($E2=360,\"G\",\"NG\")))))))&IF($B2=\"10kW未満\",\"L\",IF($B2=\"10kW以上\",\"H\",\"NG\"))&$D2,$AQ$8:$AV$905,AR$6,FALSE)))","v":1},{"$f":"IF(COUNTIF($AQ$8:$AQ$905,\"S\"&IF($E2=310,\"A\",IF($E2=325,\"B\",IF($E2=345,\"C\",IF($E2=285,\"D\",IF($E2=280,\"E\",IF($E2=300,\"F\",IF($E2=360,\"G\",\"NG\")))))))&IF($B2=\"10kW未満\",\"L\",IF($B2=\"10kW以上\",\"H\",\"NG\"))&$D2)=0,\"\",IF(VLOOKUP(\"S\"&IF($E2=310,\"A\",IF($E2=325,\"B\",IF($E2=345,\"C\",IF($E2=285,\"D\",IF($E2=280,\"E\",IF($E2=300,\"F\",IF($E2=360,\"G\",\"NG\")))))))&IF($B2=\"10kW未満\",\"L\",IF($B2=\"10kW以上\",\"H\",\"NG\"))&$D2,$AQ$8:$AV$905,AS$6,FALSE)=\"\",\"\",VLOOKUP(\"S\"&IF($E2=310,\"A\",IF($E2=325,\"B\",IF($E2=345,\"C\",IF($E2=285,\"D\",IF($E2=280,\"E\",IF($E2=300,\"F\",IF($E2=360,\"G\",\"NG\")))))))&IF($B2=\"10kW未満\",\"L\",IF($B2=\"10kW以上\",\"H\",\"NG\"))&$D2,$AQ$8:$AV$905,AS$6,FALSE)))","v":""},"","",{"$f":"IF(COUNTIF($AQ$8:$AQ$905,\"S\"&IF($E2=310,\"A\",IF($E2=325,\"B\",IF($E2=345,\"C\",IF($E2=285,\"D\",IF($E2=280,\"E\",IF($E2=300,\"F\",IF($E2=360,\"G\",\"NG\")))))))&IF($B2=\"10kW未満\",\"L\",IF($B2=\"10kW以上\",\"H\",\"NG\"))&$D2)=0,\"\",IF(VLOOKUP(\"S\"&IF($E2=310,\"A\",IF($E2=325,\"B\",IF($E2=345,\"C\",IF($E2=285,\"D\",IF($E2=280,\"E\",IF($E2=300,\"F\",IF($E2=360,\"G\",\"NG\")))))))&IF($B2=\"10kW未満\",\"L\",IF($B2=\"10kW以上\",\"H\",\"NG\"))&$D2,$AQ$8:$AV$905,AV$6,FALSE)=\"\",\"\",VLOOKUP(\"S\"&IF($E2=310,\"A\",IF($E2=325,\"B\",IF($E2=345,\"C\",IF($E2=285,\"D\",IF($E2=280,\"E\",IF($E2=300,\"F\",IF($E2=360,\"G\",\"NG\")))))))&IF($B2=\"10kW未満\",\"L\",IF($B2=\"10kW以上\",\"H\",\"NG\"))&$D2,$AQ$8:$AV$905,AV$6,FALSE)))","v":""}]
[{"$f":"\"S\"&IF(E3=310,\"A\",IF(E3=325,\"B\",IF(E3=345,\"C\",IF(E3=285,\"D\",IF(E3=280,\"E\",IF(E3=300,\"F\",IF(E3=360,\"G\",\"NG\")))))))&IF(B3=\"10kW未満\",\"L\",IF(B3=\"10kW以上\",\"H\",\"NG\"))&D3&C3","v":"SGL15"},"10kW未満","",15,360,{"$f":"IF(COUNTIF($A$8:$A$2727,$A3)<>1,0,IF(VLOOKUP($A3,$A$8:$AO$2727,F$1,FALSE)=\"\",0,VLOOKUP($A3,$A$8:$AO$2727,F$1,FALSE)))","v":0},{"$f":"IF(COUNTIF($A$8:$A$2727,$A3)<>1,0,IF(VLOOKUP($A3,$A$8:$AO$2727,G$1,FALSE)=\"\",0,VLOOKUP($A3,$A$8:$AO$2727,G$1,FALSE)))","v":0},0,0,0,0,0,0,0,0,0,0,0,0,0,0,0,0,0,0,0,0,0,0,0,0,0,0,0,0,0,0,0,0,0,0,null,null,{"$f":"IF(COUNTIF($AQ$8:$AQ$905,\"S\"&IF($E3=310,\"A\",IF($E3=325,\"B\",IF($E3=345,\"C\",IF($E3=285,\"D\",IF($E3=280,\"E\",IF($E3=300,\"F\",IF($E3=360,\"G\",\"NG\")))))))&IF($B3=\"10kW未満\",\"L\",IF($B3=\"10kW以上\",\"H\",\"NG\"))&$D3)=0,\"\",IF(VLOOKUP(\"S\"&IF($E3=310,\"A\",IF($E3=325,\"B\",IF($E3=345,\"C\",IF($E3=285,\"D\",IF($E3=280,\"E\",IF($E3=300,\"F\",IF($E3=360,\"G\",\"NG\")))))))&IF($B3=\"10kW未満\",\"L\",IF($B3=\"10kW以上\",\"H\",\"NG\"))&$D3,$AQ$8:$AV$905,AR$6,FALSE)=\"\",\"\",VLOOKUP(\"S\"&IF($E3=310,\"A\",IF($E3=325,\"B\",IF($E3=345,\"C\",IF($E3=285,\"D\",IF($E3=280,\"E\",IF($E3=300,\"F\",IF($E3=360,\"G\",\"NG\")))))))&IF($B3=\"10kW未満\",\"L\",IF($B3=\"10kW以上\",\"H\",\"NG\"))&$D3,$AQ$8:$AV$905,AR$6,FALSE)))","v":""},1,1,"",""]
["検索用","出力分類","プラン","ﾓｼﾞｭｰﾙ\n枚数",null,null,"PCS","認定出力","PCS\n【SMA】",null,"PCS1",null,null,null,null,"PCS2",null,null,null,null,"PCS3",null,null,null,null,"PCS4",null,null,null,null,"PCS5",null,null,null,null,"PCS6",null,null,null,null,"ﾓｼﾞｭｰﾙ～PCS\n接続ｹｰﾌﾞﾙ"]
[null,null,null,null,null,null,null,null,null,null,"kW","差込口",null,null,null,"kW","差込口",null,null,null,"kW","差込口",null,null,null,"kW","差込口",null,null,null,"kW","差込口",null,null,null,"kW","差込口"]
[null,null,null,null,null,null,null,null,5.4,4.5,null,"A1","A2","B1","B2",null,"A1","A2","B1","B2",null,"A1","A2","B1","B2",null,"A1","A2","B1","B2",null,"A1","A2","B1","B2",null,"A1","A2","B1","B2",null,null,1,2,3,4,5,6]
["-","-","枚","枚","出力","kW","kW","kW","台","台",null,null,null,null,null,null,null,null,null,null,null,null,null,null,null,null,null,null,null,null,null,null,null,null,null,null,null,null,null,null,"セット",null,null,"A","B","C","D","E"]
["SAL12E","10kW未満","E",12,310,3.72,4.5,3.7,"",1,4.5,6,"",6,"","",null,null,null,null,null,null,null,null,null,null,null,null,null,null,null,null,null,null,null,null,null,null,null,null,2,null,"SAL12","","","","",1]
["SAL13E","10kW未満","E",13,310,4.03,5.4,4,1,"",5.4,7,"",6,"","","","","","",null,null,null,null,null,null,null,null,null,null,null,null,null,null,null,null,null,null,null,null,2,null,"SAL13","","","",1,1]
["SAL14E","10kW未満","E",14,310,4.34,5.4,4.3,1,"",5.4,7,"",7,"","","","","","",null,null,null,null,null,null,null,null,null,null,null,null,null,null,null,null,null,null,null,null,2,null,"SAL14","","",1,"",1]
["SAL20E","10kW未満","E",20,310,6.2,9,6.2,"",2,4.5,5,"",5,"",4.5,5,"",5,"",null,null,null,null,null,null,null,null,null,null,null,null,null,null,null,null,null,null,null,null,4,null,"SAL15","","",1,1,""]
["SAL21E","10kW未満","E",21,310,6.51,9,6.5,"",2,4.5,6,"",5,"",4.5,5,"",5,"",null,null,null,null,null,null,null,null,null,null,null,null,null,null,null,null,null,null,null,null,4,null,"SAL16","",1,"",1,""]
["SAL22E","10kW未満","E",22,310,6.82,9,6.8,"",2,4.5,6,"",5,"",4.5,6,"",5,"",null,null,null,null,null,null,null,null,null,null,null,null,null,null,null,null,null,null,null,null,4,null,"SAL17","",1,1,"",""]
["SAL23E","10kW未満","E",23,310,7.13,9,7.1,"",2,4.5,6,"",6,"",4.5,6,"",5,"",null,null,null,null,null,null,null,null,null,null,null,null,null,null,null,null,null,null,null,null,4,null,"SAL18","",1,1,"",""]
["SAL24E","10kW未満","E",24,310,7.44,9,7.4,"",2,4.5,6,"",6,"",4.5,6,"",6,"",null,null,null,null,null,null,null,null,null,null,null,null,null,null,null,null,null,null,null,null,4,null,"SAL19",1,"",1,"",""]
["SAL25E","10kW未満","E",25,310,7.75,9.9,7.7,1,1,5.4,7,"",7,"",4.5,6,"",5,"",null,null,null,null,null,null,null,null,null,null,null,null,null,null,null,null,null,null,null,null,4,null,"SAL20",1,1,"","",1]
["SAL26E","10kW未満","E",26,310,8.06,9.9,8,1,1,5.4,7,"",7,"",4.5,6,"",6,"",null,null,null,null,null,null,null,null,null,null,null,null,null,null,null,null,null,null,null,null,4,null,"SAL21","",1,"","",1]
["SAL27E","10kW未満","E",27,310,8.3699999999999992,10.8,8.3000000000000007,2,"",5.4,7,"",7,"",5.4,7,"",6,"",null,null,null,null,null,null,null,null,null,null,null,null,null,null,null,null,null,null,null,null,4,null,"SAL22",1,"","","",1]
["SAL28E","10kW未満","E",28,310,8.68,10.8,8.6,2,"",5.4,7,"",7,"",5.4,7,"",7,"",null,null,null,null,null,null,null,null,null,null,null,null,null,null,null,null,null,null,null,null,4,null,"SAL23",1,"","","",1]
["SAH33E","10kW以上","E",33,310,10.23,13.5,10.199999999999999,"",3,4.5,6,"",5,"",4.5,6,"",5,"",4.5,6,"",5,"",null,null,null,null,null,null,null,null,null,null,null,null,null,null,null,6,null,"SAL24",1,"","","",1]
["SAH34E","10kW以上","E",34,310,10.54,13.5,10.5,"",3,4.5,6,"",6,"",4.5,6,"",5,"",4.5,6,"",5,"",null,null,null,null,null,null,null,null,null,null,null,null,null,null,null,6,null,"SAL25","","","",1,1]
["SAH35E","10kW以上","E",35,310,10.85,13.5,10.8,"",3,4.5,6,"",6,"",4.5,6,"",6,"",4.5,6,"",5,"",null,null,null,null,null,null,null,null,null,null,null,null,null,null,null,6,null,"SAL26","","","",1,1]
["SAH36E","10kW以上","E",36,310,11.16,13.5,11.1,"",3,4.5,6,"",6,"",4.5,6,"",6,"",4.5,6,"",6,"",null,null,null,null,null,null,null,null,null,null,null,null,null,null,null,6,null,"SAL27","","",1,1,1]
["SAH37E","10kW以上","E",37,310,11.47,14.4,11.4,1,2,5.4,7,"",7,"",4.5,6,"",6,"",4.5,6,"",5,"","","","","","","","","","","","","","","","",6,null,"SAL28","","",1,1,1]
["SAH38E","10kW以上","E",38,310,11.78,14.4,11.7,1,2,5.4,7,"",7,"",4.5,6,"",6,"",4.5,6,"",6,"","","","","","","","","","","","","","","","",6,null,"SAL29","","",1,1,""]
["SAH39E","10kW以上","E",39,310,12.09,15.3,12,2,1,5.4,7,"",7,"",5.4,7,"",7,"",4.5,6,"",5,"","","","","","","","","","","","","","","","",6,null,"SAL30","","",1,1,""]
["SAH40E","10kW以上","E",40,310,12.4,15.3,12.4,2,1,5.4,7,"",7,"",5.4,7,"",7,"",4.5,6,"",6,"","","","","","","","","","","","","","","","",6,null,"SAL31","",1,1,1,""]
["SAH41E","10kW以上","E",41,310,12.71,16.200000000000003,12.7,3,"",5.4,7,"",7,"",5.4,7,"",7,"",5.4,7,"",6,"","","","","","","","","","","","","","","","",6,null,"SAL32","",1,1,1,""]
["SAH42E","10kW以上","E",42,310,13.02,16.200000000000003,13,3,"",5.4,7,"",7,"",5.4,7,"",7,"",5.4,7,"",7,"","","","","","","","","","","","","","","","",6,null,"SAL33","",1,1,"",""]
["SAH43E","10kW以上","E",43,310,13.33,18.899999999999999,13.3,1,3,5.4,7,"",6,"",4.5,5,"",5,"",4.5,5,"",5,"",4.5,5,"",5,"","","","","","","","","","","",8,null,"SAL34","",1,1,"",""]
["SAH44E","10kW以上","E",44,310,13.64,18.899999999999999,13.6,1,3,5.4,7,"",6,"",4.5,6,"",5,"",4.5,5,"",5,"",4.5,5,"",5,"","","","","","","","","","","",8,null,"SAL35","",1,"","",""]
["SAH45E","10kW以上","E",45,310,13.95,18.899999999999999,13.9,1,3,5.4,7,"",6,"",4.5,6,"",5,"",4.5,6,"",5,"",4.5,5,"",5,"","","","","","","","","","","",8,null,"SAL36","",1,"","",""]
["SAH46E","10kW以上","E",46,310,14.26,18.899999999999999,14.2,1,3,5.4,7,"",6,"",4.5,6,"",5,"",4.5,6,"",5,"",4.5,6,"",5,"","","","","","","","","","","",8,null,"SAL37",1,1,"","",""]
["SAH47E","10kW以上","E",47,310,14.57,18.899999999999999,14.5,1,3,5.4,7,"",7,"",4.5,6,"",5,"",4.5,6,"",5,"",4.5,6,"",5,"","","","","","","","","","","",8,null,"SAL38",1,1,"","",""]
["SAH48E","10kW以上","E",48,310,14.88,18.899999999999999,14.8,1,3,5.4,7,"",7,"",4.5,6,"",6,"",4.5,6,"",5,"",4.5,6,"",5,"","","","","","","","","","","",8,null,"SAL39",1,1,"","",""]
["SAH49E","10kW以上","E",49,310,15.19,18.899999999999999,15.1,1,3,5.4,7,"",7,"",4.5,6,"",6,"",4.5,6,"",6,"",4.5,6,"",5,"","","","","","","","","","","",8,null,"SAL40",1,"","","",""]
["SAH50E","10kW以上","E",50,310,15.5,18.899999999999999,15.5,1,3,5.4,7,"",7,"",4.5,6,"",6,"",4.5,6,"",6,"",4.5,6,"",6,"","","","","","","","","","","",8,null,"SAL41",1,"","","",""]
["SAH51E","10kW以上","E",51,310,15.81,19.8,15.8,2,2,5.4,7,"",7,"",5.4,7,"",7,"",4.5,6,"",6,"",4.5,6,"",5,"","","","","","","","","","","",8,null,"SAL42",1,"","","",""]
["SAH52E","10kW以上","E",52,310,16.12,19.8,16.100000000000001,2,2,5.4,7,"",7,"",5.4,7,"",7,"",4.5,6,"",6,"",4.5,6,"",6,"","","","","","","","","","","",8,null,"SAL43",1,"","","",""]
["SAH53E","10kW以上","E",53,310,16.43,20.700000000000003,16.399999999999999,3,1,5.4,7,"",7,"",5.4,7,"",7,"",5.4,7,"",7,"",4.5,6,"",5,"","","","","","","","","","","",8,null,"SAL44",1,"","","",""]
["SAH54E","10kW以上","E",54,310,16.739999999999998,20.700000000000003,16.7,3,1,5.4,7,"",7,"",5.4,7,"",7,"",5.4,7,"",7,"",4.5,6,"",6,"","","","","","","","","","","",8,null,"SAL45","","","","",""]
["SAH55E","10kW以上","E",55,310,17.05,21.6,17,4,"",5.4,7,"",7,"",5.4,7,"",7,"",5.4,7,"",7,"",5.4,7,"",6,"","","","","","","","","","","",8,null,"SAL46","","","","",""]
["SAH56E","10kW以上","E",56,310,17.36,21.6,17.3,4,"",5.4,7,"",7,"",5.4,7,"",7,"",5.4,7,"",7,"",5.4,7,"",7,"","","","","","","","","","","",8,null,"SAL47","","","","",""]
["SAH57E","10kW以上","E",57,310,17.670000000000002,24.3,17.600000000000001,2,3,5.4,7,"",6,"",5.4,7,"",6,"",4.5,6,"",5,"",4.5,5,"",5,"",4.5,5,"",5,"","","","","","",10,null,"SAL48","","","","",""]
["SAH58E","10kW以上","E",58,310,17.98,24.3,17.899999999999999,2,3,5.4,7,"",6,"",5.4,7,"",6,"",4.5,6,"",5,"",4.5,6,"",5,"",4.5,5,"",5,"","","","","","",10,null,"SAL49","","","","",""]
["SAH59E","10kW以上","E",59,310,18.29,24.3,18.2,2,3,5.4,7,"",6,"",5.4,7,"",6,"",4.5,6,"",5,"",4.5,6,"",5,"",4.5,6,"",5,"","","","","","",10,null,"SBL12","","","",1,1]
["SAH60E","10kW以上","E",60,310,18.600000000000001,24.3,18.600000000000001,2,3,5.4,7,"",7,"",5.4,7,"",6,"",4.5,6,"",5,"",4.5,6,"",5,"",4.5,6,"",5,"","","","","","",10,null,"SBL13","","","",1,1]
["SAH61E","10kW以上","E",61,310,18.91,24.3,18.899999999999999,2,3,5.4,7,"",7,"",5.4,7,"",7,"",4.5,6,"",5,"",4.5,6,"",5,"",4.5,6,"",5,"","","","","","",10,null,"SBL14","","",1,"",1]
["SAH62E","10kW以上","E",62,310,19.22,24.3,19.2,2,3,5.4,7,"",7,"",5.4,7,"",7,"",4.5,6,"",6,"",4.5,6,"",5,"",4.5,6,"",5,"","","","","","",10,null,"SBL15","","",1,1,""]
["SAH63E","10kW以上","E",63,310,19.53,24.3,19.5,2,3,5.4,7,"",7,"",5.4,7,"",7,"",4.5,6,"",6,"",4.5,6,"",6,"",4.5,6,"",5,"","","","","","",10,null,"SBL16","",1,"","",""]
["SAH64E","10kW以上","E",64,310,19.84,24.3,19.8,2,3,5.4,7,"",7,"",5.4,7,"",7,"",4.5,6,"",6,"",4.5,6,"",6,"",4.5,6,"",6,"","","","","","",10,null,"SBL17","",1,1,"",""]
["SAH65E","10kW以上","E",65,310,20.149999999999999,25.200000000000003,20.100000000000001,3,2,5.4,7,"",7,"",5.4,7,"",7,"",5.4,7,"",7,"",4.5,6,"",6,"",4.5,6,"",5,"","","","","","",10,null,"SBL18",1,"",1,"",""]
["SAH66E","10kW以上","E",66,310,20.46,25.200000000000003,20.399999999999999,3,2,5.4,7,"",7,"",5.4,7,"",7,"",5.4,7,"",7,"",4.5,6,"",6,"",4.5,6,"",6,"","","","","","",10,null,"SBL19",1,1,"","",""]
["SAH67E","10kW以上","E",67,310,20.77,26.1,20.7,4,1,5.4,7,"",7,"",5.4,7,"",7,"",5.4,7,"",7,"",5.4,7,"",7,"",4.5,6,"",5,"","","","","","",10,null,"SBL20","",1,"","",1]
["SAH68E","10kW以上","E",68,310,21.08,26.1,21,4,1,5.4,7,"",7,"",5.4,7,"",7,"",5.4,7,"",7,"",5.4,7,"",7,"",4.5,6,"",6,"","","","","","",10,null,"SBL21",1,"","","",1]
["SAH69E","10kW以上","E",69,310,21.39,27,21.3,5,"",5.4,7,"",7,"",5.4,7,"",7,"",5.4,7,"",7,"",5.4,7,"",7,"",5.4,7,"",6,"","","","","","",10,null,"SBL22",1,"","","",1]
["SAH70E","10kW以上","E",70,310,21.7,27,21.7,5,"",5.4,7,"",7,"",5.4,7,"",7,"",5.4,7,"",7,"",5.4,7,"",7,"",5.4,7,"",7,"","","","","","",10,null,"SBL23",1,"","",1,1]
["SAH71E","10kW以上","E",71,310,22.01,29.700000000000003,22,3,3,5.4,7,"",6,"",5.4,7,"",6,"",5.4,7,"",6,"",4.5,6,"",5,"",4.5,6,"",5,"",4.5,5,"",5,"",12,null,"SBL24","","","",1,1]
["SAH72E","10kW以上","E",72,310,22.32,29.700000000000003,22.3,3,3,5.4,7,"",6,"",5.4,7,"",6,"",5.4,7,"",6,"",4.5,6,"",5,"",4.5,6,"",5,"",4.5,6,"",5,"",12,null,"SBL25","","","",1,1]
["SAH73E","10kW以上","E",73,310,22.63,29.700000000000003,22.6,3,3,5.4,7,"",7,"",5.4,7,"",6,"",5.4,7,"",6,"",4.5,6,"",5,"",4.5,6,"",5,"",4.5,6,"",5,"",12,null,"SBL26","","","",1,1]
["SAH74E","10kW以上","E",74,310,22.94,29.700000000000003,22.9,3,3,5.4,7,"",7,"",5.4,7,"",7,"",5.4,7,"",6,"",4.5,6,"",5,"",4.5,6,"",5,"",4.5,6,"",5,"",12,null,"SBL27","","",1,1,1]
["SAH75E","10kW以上","E",75,310,23.25,29.700000000000003,23.2,3,3,5.4,7,"",7,"",5.4,7,"",7,"",5.4,7,"",7,"",4.5,6,"",5,"",4.5,6,"",5,"",4.5,6,"",5,"",12,null,"SBL28","","",1,1,1]
["SAH76E","10kW以上","E",76,310,23.56,29.700000000000003,23.5,3,3,5.4,7,"",7,"",5.4,7,"",7,"",5.4,7,"",7,"",4.5,6,"",6,"",4.5,6,"",5,"",4.5,6,"",5,"",12,null,"SBL29","","",1,1,""]
["SAH77E","10kW以上","E",77,310,23.87,29.700000000000003,23.8,3,3,5.4,7,"",7,"",5.4,7,"",7,"",5.4,7,"",7,"",4.5,6,"",6,"",4.5,6,"",6,"",4.5,6,"",5,"",12,null,"SBL30","","",1,1,""]
["SAH78E","10kW以上","E",78,310,24.18,29.700000000000003,24.1,3,3,5.4,7,"",7,"",5.4,7,"",7,"",5.4,7,"",7,"",4.5,6,"",6,"",4.5,6,"",6,"",4.5,6,"",6,"",12,null,"SBL31","",1,1,"",""]
["SAH79E","10kW以上","E",79,310,24.49,30.6,24.4,4,2,5.4,7,"",7,"",5.4,7,"",7,"",5.4,7,"",7,"",5.4,7,"",7,"",4.5,6,"",6,"",4.5,6,"",5,"",12,null,"SBL32","",1,1,"",""]
["SAH80E","10kW以上","E",80,310,24.8,30.6,24.8,4,2,5.4,7,"",7,"",5.4,7,"",7,"",5.4,7,"",7,"",5.4,7,"",7,"",4.5,6,"",6,"",4.5,6,"",6,"",12,null,"SBL33","",1,1,"",""]
["SAH81E","10kW以上","E",81,310,25.11,31.5,25.1,5,1,5.4,7,"",7,"",5.4,7,"",7,"",5.4,7,"",7,"",5.4,7,"",7,"",5.4,7,"",7,"",4.5,6,"",5,"",12,null,"SBL34","",1,"","",""]
["SAH82E","10kW以上","E",82,310,25.42,31.5,25.4,5,1,5.4,7,"",7,"",5.4,7,"",7,"",5.4,7,"",7,"",5.4,7,"",7,"",5.4,7,"",7,"",4.5,6,"",6,"",12,null,"SBL35",1,1,"","",""]
["SAH83E","10kW以上","E",83,310,25.73,32.400000000000006,25.7,6,"",5.4,7,"",7,"",5.4,7,"",7,"",5.4,7,"",7,"",5.4,7,"",7,"",5.4,7,"",7,"",5.4,7,"",6,"",12,null,"SBL36",1,1,"","",""]
["SAH84E","10kW以上","E",84,310,26.04,32.400000000000006,26,6,"",5.4,7,"",7,"",5.4,7,"",7,"",5.4,7,"",7,"",5.4,7,"",7,"",5.4,7,"",7,"",5.4,7,"",7,"",12,null,"SBL37",1,1,"","",""]
["SAL13D","10kW未満","D",13,310,4.03,4.5,4,"",1,4.5,7,"",6,"","","","","","","","","","","","","","","","","","","","","","","","","","",2,null,"SBL38",1,"","","",""]
["SAL15D","10kW未満","D",15,310,4.6500000000000004,5.4,4.5999999999999996,1,"",5.4,8,"",7,"","","","","","","","","","","","","","","","","","","","","","","","","","",2,null,"SBL39",1,"","","",""]
["SAL16D","10kW未満","D",16,310,4.96,5.4,4.9000000000000004,1,"",5.4,8,"",8,"","","","","","","","","","","","","","","","","","","","","","","","","","",2,null,"SBL40",1,"","","",""]
["SAL25D","10kW未満","D",25,310,7.75,9,7.7,"",2,4.5,7,"",6,"",4.5,6,"",6,"","","","","","","","","","","","","","","","","","","","","",4,null,"SBL41",1,"","","",""]
["SAL26D","10kW未満","D",26,310,8.06,9,8,"",2,4.5,7,"",6,"",4.5,7,"",6,"","","","","","","","","","","","","","","","","","","","","",4,null,"SBL42",1,"","","",""]
["SAL27D","10kW未満","D",27,310,8.3699999999999992,9.9,8.3000000000000007,1,1,5.4,8,"",7,"",4.5,6,"",6,"","","","","","","","","","","","","","","","","","","","","",4,null,"SBL43","","","","",""]
["SAL28D","10kW未満","D",28,310,8.68,9.9,8.6,1,1,5.4,8,"",8,"",4.5,6,"",6,"","","","","","","","","","","","","","","","","","","","","",4,null,"SBL44","","","","",""]
["SAL29D","10kW未満","D",29,310,8.99,9.9,8.9,1,1,5.4,8,"",8,"",4.5,7,"",6,"","","","","","","","","","","","","","","","","","","","","",4,null,"SBL45","","","","",""]
["SAL30D","10kW未満","D",30,310,9.3000000000000007,10.8,9.3000000000000007,2,"",5.4,8,"",7,"",5.4,8,"",7,"","","","","","","","","","","","","","","","","","","","","",4,null,"SBL46","","","","",""]
["SAL31D","10kW未満","D",31,310,9.61,10.8,9.6,2,"",5.4,8,"",8,"",5.4,8,"",7,"","","","","","","","","","","","","","","","","","","","","",4,null,"SBL47","","","","",""]
["SAL32D","10kW未満","D",32,310,9.92,10.8,9.9,2,"",5.4,8,"",8,"",5.4,8,"",8,"","","","","","","","","","","","","","","","","","","","","",4,null,"SBL48","","","","",""]
["SAH37D","10kW以上","D",37,310,11.47,13.5,11.4,"",3,4.5,7,"",6,"",4.5,6,"",6,"",4.5,6,"",6,"","","","","","","","","","","","","","","","",6,null,"SBL49","","","","",""]
["SAH38D","10kW以上","D",38,310,11.78,13.5,11.7,"",3,4.5,7,"",6,"",4.5,7,"",6,"",4.5,6,"",6,"","","","","","","","","","","","","","","","",6,null,"SCL12","","","",1,1]
["SAH39D","10kW以上","D",39,310,12.09,13.5,12,"",3,4.5,7,"",6,"",4.5,7,"",6,"",4.5,7,"",6,"","","","","","","","","","","","","","","","",6,null,"SCL13","","",1,"",1]
["SAH40D","10kW以上","D",40,310,12.4,14.4,12.4,1,2,5.4,8,"",8,"",4.5,6,"",6,"",4.5,6,"",6,"","","","","","","","","","","","","","","","",6,null,"SCL14","","",1,1,""]
["SAH41D","10kW以上","D",41,310,12.71,14.4,12.7,1,2,5.4,8,"",8,"",4.5,7,"",6,"",4.5,6,"",6,"","","","","","","","","","","","","","","","",6,null,"SCL15","",1,1,"",""]
["SAH42D","10kW以上","D",42,310,13.02,14.4,13,1,2,5.4,8,"",8,"",4.5,7,"",6,"",4.5,7,"",6,"","","","","","","","","","","","","","","","",6,null,"SCL16","",1,1,"",""]
["SAH43D","10kW以上","D",43,310,13.33,15.3,13.3,2,1,5.4,8,"",8,"",5.4,8,"",7,"",4.5,6,"",6,"","","","","","","","","","","","","","","","",6,null,"SCL17",1,"",1,"",""]
["SAH44D","10kW以上","D",44,310,13.64,15.3,13.6,2,1,5.4,8,"",8,"",5.4,8,"",8,"",4.5,6,"",6,"","","","","","","","","","","","","","","","",6,null,"SCL18",1,1,"","",1]
["SAH45D","10kW以上","D",45,310,13.95,15.3,13.9,2,1,5.4,8,"",8,"",5.4,8,"",8,"",4.5,7,"",6,"","","","","","","","","","","","","","","","",6,null,"SCL19","",1,"","",1]
["SAH46D","10kW以上","D",46,310,14.26,16.200000000000003,14.2,3,"",5.4,8,"",8,"",5.4,8,"",7,"",5.4,8,"",7,"","","","","","","","","","","","","","","","",6,null,"SCL20",1,"","","",1]
["SAH47D","10kW以上","D",47,310,14.57,16.200000000000003,14.5,3,"",5.4,8,"",8,"",5.4,8,"",8,"",5.4,8,"",7,"","","","","","","","","","","","","","","","",6,null,"SCL21",1,"","","",1]
["SAH48D","10kW以上","D",48,310,14.88,16.200000000000003,14.8,3,"",5.4,8,"",8,"",5.4,8,"",8,"",5.4,8,"",8,"","","","","","","","","","","","","","","","",6,null,"SCL22",1,"","","",1]
["SAH52D","10kW以上","D",52,310,16.12,18.899999999999999,16.100000000000001,1,3,5.4,8,"",8,"",4.5,6,"",6,"",4.5,6,"",6,"",4.5,6,"",6,"","","","","","","","","","","",8,null,"SCL23","","","",1,1]
["SAH53D","10kW以上","D",53,310,16.43,18.899999999999999,16.399999999999999,1,3,5.4,8,"",8,"",4.5,7,"",6,"",4.5,6,"",6,"",4.5,6,"",6,"","","","","","","","","","","",8,null,"SCL24","","","",1,1]
["SAH54D","10kW以上","D",54,310,16.739999999999998,18.899999999999999,16.7,1,3,5.4,8,"",8,"",4.5,7,"",6,"",4.5,7,"",6,"",4.5,6,"",6,"","","","","","","","","","","",8,null,"SCL25","","",1,1,1]
["SAH55D","10kW以上","D",55,310,17.05,18.899999999999999,17,1,3,5.4,8,"",8,"",4.5,7,"",6,"",4.5,7,"",6,"",4.5,7,"",6,"","","","","","","","","","","",8,null,"SCL26","","",1,1,1]
["SAH56D","10kW以上","D",56,310,17.36,19.8,17.3,2,2,5.4,8,"",8,"",5.4,8,"",8,"",4.5,6,"",6,"",4.5,6,"",6,"","","","","","","","","","","",8,null,"SCL27","","",1,1,""]
["SAH57D","10kW以上","D",57,310,17.670000000000002,19.8,17.600000000000001,2,2,5.4,8,"",8,"",5.4,8,"",8,"",4.5,7,"",6,"",4.5,6,"",6,"","","","","","","","","","","",8,null,"SCL28","","",1,1,""]
["SAH58D","10kW以上","D",58,310,17.98,19.8,17.899999999999999,2,2,5.4,8,"",8,"",5.4,8,"",8,"",4.5,7,"",6,"",4.5,7,"",6,"","","","","","","","","","","",8,null,"SCL29","",1,1,"",""]
["SAH59D","10kW以上","D",59,310,18.29,20.700000000000003,18.2,3,1,5.4,8,"",8,"",5.4,8,"",8,"",5.4,8,"",7,"",4.5,6,"",6,"","","","","","","","","","","",8,null,"SCL30","",1,1,"",""]
["SAH60D","10kW以上","D",60,310,18.600000000000001,20.700000000000003,18.600000000000001,3,1,5.4,8,"",8,"",5.4,8,"",8,"",5.4,8,"",8,"",4.5,6,"",6,"","","","","","","","","","","",8,null,"SCL31","",1,1,"",""]
["SAH61D","10kW以上","D",61,310,18.91,20.700000000000003,18.899999999999999,3,1,5.4,8,"",8,"",5.4,8,"",8,"",5.4,8,"",8,"",4.5,7,"",6,"","","","","","","","","","","",8,null,"SCL32","",1,"","",""]
["SAH62D","10kW以上","D",62,310,19.22,21.6,19.2,4,"",5.4,8,"",8,"",5.4,8,"",8,"",5.4,8,"",7,"",5.4,8,"",7,"","","","","","","","","","","",8,null,"SCL33",1,1,"","",""]
["SAH63D","10kW以上","D",63,310,19.53,21.6,19.5,4,"",5.4,8,"",8,"",5.4,8,"",8,"",5.4,8,"",8,"",5.4,8,"",7,"","","","","","","","","","","",8,null,"SCL34",1,1,"","",""]
["SAH64D","10kW以上","D",64,310,19.84,21.6,19.8,4,"",5.4,8,"",8,"",5.4,8,"",8,"",5.4,8,"",8,"",5.4,8,"",8,"","","","","","","","","","","",8,null,"SCL35",1,1,"","",""]
["SAH65D","10kW以上","D",65,310,20.149999999999999,24.3,20.100000000000001,2,3,5.4,8,"",7,"",5.4,7,"",7,"",4.5,6,"",6,"",4.5,6,"",6,"",4.5,6,"",6,"","","","","","",10,null,"SCL36",1,"","","",""]
["SAH66D","10kW以上","D",66,310,20.46,24.3,20.399999999999999,2,3,5.4,8,"",7,"",5.4,8,"",7,"",4.5,6,"",6,"",4.5,6,"",6,"",4.5,6,"",6,"","","","","","",10,null,"SCL37",1,"","","",""]
["SAH67D","10kW以上","D",67,310,20.77,24.3,20.7,2,3,5.4,8,"",8,"",5.4,8,"",7,"",4.5,6,"",6,"",4.5,6,"",6,"",4.5,6,"",6,"","","","","","",10,null,"SCL38",1,"","","",""]
["SAH68D","10kW以上","D",68,310,21.08,24.3,21,2,3,5.4,8,"",8,"",5.4,8,"",8,"",4.5,6,"",6,"",4.5,6,"",6,"",4.5,6,"",6,"","","","","","",10,null,"SCL39",1,"","","",""]
["SAH69D","10kW以上","D",69,310,21.39,24.3,21.3,2,3,5.4,8,"",8,"",5.4,8,"",8,"",4.5,7,"",6,"",4.5,6,"",6,"",4.5,6,"",6,"","","","","","",10,null,"SCL40",1,"","","",""]
["SAH70D","10kW以上","D",70,310,21.7,24.3,21.7,2,3,5.4,8,"",8,"",5.4,8,"",8,"",4.5,7,"",6,"",4.5,7,"",6,"",4.5,6,"",6,"","","","","","",10,null,"SCL41","","","","",""]
["SAH71D","10kW以上","D",71,310,22.01,24.3,22,2,3,5.4,8,"",8,"",5.4,8,"",8,"",4.5,7,"",6,"",4.5,7,"",6,"",4.5,7,"",6,"","","","","","",10,null,"SCL42","","","","",""]
["SAH72D","10kW以上","D",72,310,22.32,25.200000000000003,22.3,3,2,5.4,8,"",8,"",5.4,8,"",8,"",5.4,8,"",8,"",4.5,6,"",6,"",4.5,6,"",6,"","","","","","",10,null,"SCL43","","","","",""]
["SAH73D","10kW以上","D",73,310,22.63,25.200000000000003,22.6,3,2,5.4,8,"",8,"",5.4,8,"",8,"",5.4,8,"",8,"",4.5,7,"",6,"",4.5,6,"",6,"","","","","","",10,null,"SCL44","","","","",""]
["SAH74D","10kW以上","D",74,310,22.94,25.200000000000003,22.9,3,2,5.4,8,"",8,"",5.4,8,"",8,"",5.4,8,"",8,"",4.5,7,"",6,"",4.5,7,"",6,"","","","","","",10,null,"SCL45","","","","",""]
["SAH75D","10kW以上","D",75,310,23.25,26.1,23.2,4,1,5.4,8,"",8,"",5.4,8,"",8,"",5.4,8,"",8,"",5.4,8,"",7,"",4.5,6,"",6,"","","","","","",10,null,"SCL46","","","","",""]
["SAH76D","10kW以上","D",76,310,23.56,26.1,23.5,4,1,5.4,8,"",8,"",5.4,8,"",8,"",5.4,8,"",8,"",5.4,8,"",8,"",4.5,6,"",6,"","","","","","",10,null,"SCL47","","","","",""]
["SAH77D","10kW以上","D",77,310,23.87,26.1,23.8,4,1,5.4,8,"",8,"",5.4,8,"",8,"",5.4,8,"",8,"",5.4,8,"",8,"",4.5,7,"",6,"","","","","","",10,null,"SCL48","","","","",""]
["SAH78D","10kW以上","D",78,310,24.18,27,24.1,5,"",5.4,8,"",8,"",5.4,8,"",8,"",5.4,8,"",8,"",5.4,8,"",7,"",5.4,8,"",7,"","","","","","",10,null,"SCL49","","","","",""]
["SAH79D","10kW以上","D",79,310,24.49,27,24.4,5,"",5.4,8,"",8,"",5.4,8,"",8,"",5.4,8,"",8,"",5.4,8,"",8,"",5.4,8,"",7,"","","","","","",10,null,"SDL12","","","","",1]
["SAH80D","10kW以上","D",80,310,24.8,27,24.8,5,"",5.4,8,"",8,"",5.4,8,"",8,"",5.4,8,"",8,"",5.4,8,"",8,"",5.4,8,"",8,"","","","","","",10,null,"SDL13","","","","",1]
["SAH81D","10kW以上","D",81,310,25.11,29.700000000000003,25.1,3,3,5.4,8,"",7,"",5.4,8,"",7,"",5.4,8,"",7,"",4.5,6,"",6,"",4.5,6,"",6,"",4.5,6,"",6,"",12,null,"SDL14","","","",1,1]
["SAH82D","10kW以上","D",82,310,25.42,29.700000000000003,25.4,3,3,5.4,8,"",8,"",5.4,8,"",7,"",5.4,8,"",7,"",4.5,6,"",6,"",4.5,6,"",6,"",4.5,6,"",6,"",12,null,"SDL15","","",1,"",1]
["SAH83D","10kW以上","D",83,310,25.73,29.700000000000003,25.7,3,3,5.4,8,"",8,"",5.4,8,"",8,"",5.4,8,"",7,"",4.5,6,"",6,"",4.5,6,"",6,"",4.5,6,"",6,"",12,null,"SDL16","","",1,"",1]
["SAH84D","10kW以上","D",84,310,26.04,29.700000000000003,26,3,3,5.4,8,"",8,"",5.4,8,"",8,"",5.4,8,"",8,"",4.5,6,"",6,"",4.5,6,"",6,"",4.5,6,"",6,"",12,null,"SDL17","","",1,1,""]
["SAH85D","10kW以上","D",85,310,26.35,29.700000000000003,26.3,3,3,5.4,8,"",8,"",5.4,8,"",8,"",5.4,8,"",8,"",4.5,7,"",6,"",4.5,6,"",6,"",4.5,6,"",6,"",12,null,"SDL18","",1,1,"",""]
["SAH86D","10kW以上","D",86,310,26.66,29.700000000000003,26.6,3,3,5.4,8,"",8,"",5.4,8,"",8,"",5.4,8,"",8,"",4.5,7,"",6,"",4.5,7,"",6,"",4.5,6,"",6,"",12,null,"SDL19","",1,1,"",""]
["SAH87D","10kW以上","D",87,310,26.97,29.700000000000003,26.9,3,3,5.4,8,"",8,"",5.4,8,"",8,"",5.4,8,"",8,"",4.5,7,"",6,"",4.5,7,"",6,"",4.5,7,"",6,"",12,null,"SDL20",1,"",1,"",1]
["SAH88D","10kW以上","D",88,310,27.28,30.6,27.2,4,2,5.4,8,"",8,"",5.4,8,"",8,"",5.4,8,"",8,"",5.4,8,"",8,"",4.5,6,"",6,"",4.5,6,"",6,"",12,null,"SDL21",1,1,"","",1]
["SAH89D","10kW以上","D",89,310,27.59,30.6,27.5,4,2,5.4,8,"",8,"",5.4,8,"",8,"",5.4,8,"",8,"",5.4,8,"",8,"",4.5,7,"",6,"",4.5,6,"",6,"",12,null,"SDL22",1,1,"","",1]
["SAH90D","10kW以上","D",90,310,27.9,30.6,27.9,4,2,5.4,8,"",8,"",5.4,8,"",8,"",5.4,8,"",8,"",5.4,8,"",8,"",4.5,7,"",6,"",4.5,7,"",6,"",12,null,"SDL23","",1,"","",1]
["SAH91D","10kW以上","D",91,310,28.21,31.5,28.2,5,1,5.4,8,"",8,"",5.4,8,"",8,"",5.4,8,"",8,"",5.4,8,"",8,"",5.4,8,"",7,"",4.5,6,"",6,"",12,null,"SDL24",1,"","","",1]
["SAH92D","10kW以上","D",92,310,28.52,31.5,28.5,5,1,5.4,8,"",8,"",5.4,8,"",8,"",5.4,8,"",8,"",5.4,8,"",8,"",5.4,8,"",8,"",4.5,6,"",6,"",12,null,"SDL25",1,"","","",1]
["SAH93D","10kW以上","D",93,310,28.83,31.5,28.8,5,1,5.4,8,"",8,"",5.4,8,"",8,"",5.4,8,"",8,"",5.4,8,"",8,"",5.4,8,"",8,"",4.5,7,"",6,"",12,null,"SDL26",1,"","","",1]
["SAH94D","10kW以上","D",94,310,29.14,32.400000000000006,29.1,6,"",5.4,8,"",8,"",5.4,8,"",8,"",5.4,8,"",8,"",5.4,8,"",8,"",5.4,8,"",7,"",5.4,8,"",7,"",12,null,"SDL27","","","",1,1]
["SAH95D","10kW以上","D",95,310,29.45,32.400000000000006,29.4,6,"",5.4,8,"",8,"",5.4,8,"",8,"",5.4,8,"",8,"",5.4,8,"",8,"",5.4,8,"",8,"",5.4,8,"",7,"",12,null,"SDL28","","","",1,1]
["SAH96D","10kW以上","D",96,310,29.76,32.400000000000006,29.7,6,"",5.4,8,"",8,"",5.4,8,"",8,"",5.4,8,"",8,"",5.4,8,"",8,"",5.4,8,"",8,"",5.4,8,"",8,"",12,null,"SDL29","","",1,1,1]
["SAL14C","10kW未満","C",14,310,4.34,4.5,4.3,"",1,4.5,7,"",7,"","","","","","","","","","","","","","","","","","","","","","","","","","",2,null,"SDL30","","",1,1,1]
["SAL15C","10kW未満","C",15,310,4.6500000000000004,4.5,4.5,"",1,4.5,8,"",7,"","","","","","","","","","","","","","","","","","","","","","","","","","",2,null,"SDL31","","",1,1,1]
["SAL17C","10kW未満","C",17,310,5.27,5.4,5.2,1,"",5.4,9,"",8,"","","","","","","","","","","","","","","","","","","","","","","","","","",2,null,"SDL32","","",1,"",1]
["SAL18C","10kW未満","C",18,310,5.58,5.4,5.4,1,"",5.4,9,"",9,"","","","","","","","","","","","","","","","","","","","","","","","","","",2,null,"SDL33","","",1,1,""]
["SAL19C","10kW未満","C",19,310,5.89,5.4,5.4,1,"",5.4,7,"",6,6,"","","","","","","","","","","","","","","","","","","","","","","","","",3,null,"SDL34","","",1,1,""]
["SAL27C","10kW未満","C",27,310,8.3699999999999992,9,8.3000000000000007,"",2,4.5,7,"",7,"",4.5,7,"",6,"","","","","","","","","","","","","","","","","","","","","",4,null,"SDL35","",1,1,"",""]
["SAL28C","10kW未満","C",28,310,8.68,9,8.6,"",2,4.5,7,"",7,"",4.5,7,"",7,"","","","","","","","","","","","","","","","","","","","","",4,null,"SDL36","",1,1,"",""]
["SAL29C","10kW未満","C",29,310,8.99,9,8.8000000000000007,"",2,4.5,8,"",7,"",4.5,7,"",7,"","","","","","","","","","","","","","","","","","","","","",4,null,"SDL37","",1,1,"",""]
["SAL30C","10kW未満","C",30,310,9.3000000000000007,9,9,"",2,4.5,8,"",7,"",4.5,8,"",7,"","","","","","","","","","","","","","","","","","","","","",4,null,"SDL38","",1,"","",""]
["SAL31C","10kW未満","C",31,310,9.61,9.9,9.4,1,1,5.4,9,"",9,"",4.5,7,"",6,"","","","","","","","","","","","","","","","","","","","","",4,null,"SDL39",1,1,"","",""]
["SAL32C","10kW未満","C",32,310,9.92,9.9,9.6999999999999993,1,1,5.4,9,"",9,"",4.5,7,"",7,"","","","","","","","","","","","","","","","","","","","","",4,null,"SDL40",1,1,"","",""]
["SAL33C","10kW未満","C",33,310,10.23,9.9,9.6999999999999993,1,1,5.4,7,"",6,6,4.5,7,"",7,"","","","","","","","","","","","","","","","","","","","","",5,null,"SDL41",1,1,"","",""]
["SAL34C","10kW未満","C",34,310,10.54,9.9,9.9,1,1,5.4,7,"",6,6,4.5,8,"",7,"","","","","","","","","","","","","","","","","","","","","",5,null,"SDL42",1,"","","",""]
["SAH33C","10kW以上","C",33,310,10.23,10.8,10.199999999999999,2,"",5.4,9,"",8,"",5.4,8,"",8,"","","","","","","","","","","","","","","","","","","","","",4,null,"SDL43",1,"","","",""]
["SAH34C","10kW以上","C",34,310,10.54,10.8,10.5,2,"",5.4,9,"",8,"",5.4,9,"",8,"","","","","","","","","","","","","","","","","","","","","",4,null,"SDL44",1,"","","",""]
["SAH35C","10kW以上","C",35,310,10.85,10.8,10.6,2,"",5.4,9,"",9,"",5.4,9,"",8,"","","","","","","","","","","","","","","","","","","","","",4,null,"SDL45",1,"","","",""]
["SAH36C","10kW以上","C",36,310,11.16,10.8,10.8,2,"",5.4,9,"",9,"",5.4,9,"",9,"","","","","","","","","","","","","","","","","","","","","",4,null,"SDL46",1,"","","",""]
["SAH37C","10kW以上","C",37,310,11.47,10.8,10.8,2,"",5.4,7,"",6,6,5.4,9,"",9,"","","","","","","","","","","","","","","","","","","","","",5,null,"SDL47",1,"","","",""]
["SAH38C","10kW以上","C",38,310,11.78,10.8,10.8,2,"",5.4,7,"",6,6,5.4,7,"",6,6,"","","","","","","","","","","","","","","","","","","","",6,null,"SDL48",1,"","","",""]
["SAH40C","10kW以上","C",40,310,12.4,13.5,12.4,"",3,4.5,7,"",7,"",4.5,7,"",6,"",4.5,7,"",6,"","","","","","","","","","","","","","","","",6,null,"SDL49","","","","",""]
["SAH41C","10kW以上","C",41,310,12.71,13.5,12.7,"",3,4.5,7,"",7,"",4.5,7,"",7,"",4.5,7,"",6,"","","","","","","","","","","","","","","","",6,null,"SEL12","","","","",1]
["SAH42C","10kW以上","C",42,310,13.02,13.5,13,"",3,4.5,7,"",7,"",4.5,7,"",7,"",4.5,7,"",7,"","","","","","","","","","","","","","","","",6,null,"SEL13","","","","",1]
["SAH43C","10kW以上","C",43,310,13.33,13.5,13.1,"",3,4.5,8,"",7,"",4.5,7,"",7,"",4.5,7,"",7,"","","","","","","","","","","","","","","","",6,null,"SEL14","","","",1,1]
["SAH44C","10kW以上","C",44,310,13.64,13.5,13.3,"",3,4.5,8,"",7,"",4.5,8,"",7,"",4.5,7,"",7,"","","","","","","","","","","","","","","","",6,null,"SEL15","","","",1,1]
["SAH45C","10kW以上","C",45,310,13.95,13.5,13.5,"",3,4.5,8,"",7,"",4.5,8,"",7,"",4.5,8,"",7,"","","","","","","","","","","","","","","","",6,null,"SEL16","","",1,"",1]
["SAH46C","10kW以上","C",46,310,14.26,14.4,14,1,2,5.4,9,"",9,"",4.5,7,"",7,"",4.5,7,"",7,"","","","","","","","","","","","","","","","",6,null,"SEL17","","",1,1,""]
["SAH47C","10kW以上","C",47,310,14.57,14.4,14,1,2,5.4,7,"",6,6,4.5,7,"",7,"",4.5,7,"",7,"","","","","","","","","","","","","","","","",7,null,"SEL18","",1,"",1,""]
["SAH48C","10kW以上","C",48,310,14.88,14.4,14.2,1,2,5.4,7,"",6,6,4.5,8,"",7,"",4.5,7,"",7,"","","","","","","","","","","","","","","","",7,null,"SEL19","",1,1,"",""]
["SAH49C","10kW以上","C",49,310,15.19,14.4,14.4,1,2,5.4,7,"",6,6,4.5,8,"",7,"",4.5,8,"",7,"","","","","","","","","","","","","","","","",7,null,"SEL20","",1,1,"",1]
["SAH50C","10kW以上","C",50,310,15.5,15.3,15.1,2,1,5.4,9,"",9,"",5.4,9,"",9,"",4.5,7,"",7,"","","","","","","","","","","","","","","","",6,null,"SEL21",1,"",1,"",1]
["SAH51C","10kW以上","C",51,310,15.81,15.3,15.1,2,1,5.4,7,"",6,6,5.4,9,"",9,"",4.5,7,"",7,"","","","","","","","","","","","","","","","",7,null,"SEL22",1,1,"","",1]
["SAH52C","10kW以上","C",52,310,16.12,15.3,15.1,2,1,5.4,7,"",6,6,5.4,7,"",6,6,4.5,7,"",7,"","","","","","","","","","","","","","","","",8,null,"SEL23","",1,"","",1]
["SAH53C","10kW以上","C",53,310,16.43,15.3,15.3,2,1,5.4,7,"",6,6,5.4,7,"",6,6,4.5,8,"",7,"","","","","","","","","","","","","","","","",8,null,"SEL24","",1,"","",1]
["SAH54C","10kW以上","C",54,310,16.739999999999998,16.200000000000003,16.2,3,"",5.4,9,"",9,"",5.4,9,"",9,"",5.4,9,"",9,"","","","","","","","","","","","","","","","",6,null,"SEL25",1,"","","",1]
["SAH55C","10kW以上","C",55,310,17.05,16.200000000000003,16.2,3,"",5.4,7,"",6,6,5.4,9,"",9,"",5.4,9,"",9,"","","","","","","","","","","","","","","","",7,null,"SEL26",1,"","","",1]
["SAH56C","10kW以上","C",56,310,17.36,16.200000000000003,16.2,3,"",5.4,7,"",6,6,5.4,7,"",6,6,5.4,9,"",9,"","","","","","","","","","","","","","","","",8,null,"SEL27",1,"","",1,1]
["SAH57C","10kW以上","C",57,310,17.670000000000002,16.200000000000003,16.2,3,"",5.4,7,"",6,6,5.4,7,"",6,6,5.4,7,"",6,6,"","","","","","","","","","","","","","","",9,null,"SEL28","","","",1,1]
["SAH58C","10kW以上","C",58,310,17.98,18.899999999999999,17.8,1,3,5.4,9,"",9,"",4.5,7,"",7,"",4.5,7,"",6,"",4.5,7,"",6,"","","","","","","","","","","",8,null,"SEL29","","","",1,1]
["SAH59C","10kW以上","C",59,310,18.29,18.899999999999999,18.100000000000001,1,3,5.4,9,"",9,"",4.5,7,"",7,"",4.5,7,"",7,"",4.5,7,"",6,"","","","","","","","","","","",8,null,"SEL30","","","",1,1]
["SAH60C","10kW以上","C",60,310,18.600000000000001,18.899999999999999,18.399999999999999,1,3,5.4,9,"",9,"",4.5,7,"",7,"",4.5,7,"",7,"",4.5,7,"",7,"","","","","","","","","","","",8,null,"SEL31","","",1,1,1]
["SAH61C","10kW以上","C",61,310,18.91,18.899999999999999,18.399999999999999,1,3,5.4,7,"",6,6,4.5,7,"",7,"",4.5,7,"",7,"",4.5,7,"",7,"","","","","","","","","","","",9,null,"SEL32","","",1,1,1]
["SAH62C","10kW以上","C",62,310,19.22,18.899999999999999,18.5,1,3,5.4,7,"",6,6,4.5,8,"",7,"",4.5,7,"",7,"",4.5,7,"",7,"","","","","","","","","","","",9,null,"SEL33","","",1,1,""]
["SAH63C","10kW以上","C",63,310,19.53,18.899999999999999,18.7,1,3,5.4,7,"",6,6,4.5,8,"",7,"",4.5,8,"",7,"",4.5,7,"",7,"","","","","","","","","","","",9,null,"SEL34","","",1,1,""]
["SAH64C","10kW以上","C",64,310,19.84,18.899999999999999,18.899999999999999,1,3,5.4,7,"",6,6,4.5,8,"",7,"",4.5,8,"",7,"",4.5,8,"",7,"","","","","","","","","","","",9,null,"SEL35","",1,1,1,""]
["SAH65C","10kW以上","C",65,310,20.149999999999999,19.8,19.399999999999999,2,2,5.4,7,"",6,6,5.4,9,"",9,"",4.5,7,"",7,"",4.5,7,"",7,"","","","","","","","","","","",9,null,"SEL36","",1,1,"",""]
["SAH66C","10kW以上","C",66,310,20.46,19.8,19.399999999999999,2,2,5.4,7,"",6,6,5.4,7,"",6,6,4.5,7,"",7,"",4.5,7,"",7,"","","","","","","","","","","",10,null,"SEL37","",1,1,"",""]
["SAH67C","10kW以上","C",67,310,20.77,19.8,19.600000000000001,2,2,5.4,7,"",6,6,5.4,7,"",6,6,4.5,8,"",7,"",4.5,7,"",7,"","","","","","","","","","","",10,null,"SEL38","",1,1,"",""]
["SAH68C","10kW以上","C",68,310,21.08,19.8,19.8,2,2,5.4,7,"",6,6,5.4,7,"",6,6,4.5,8,"",7,"",4.5,8,"",7,"","","","","","","","","","","",10,null,"SEL39","",1,"","",""]
["SAH69C","10kW以上","C",69,310,21.39,20.700000000000003,20.5,3,1,5.4,7,"",6,6,5.4,9,"",9,"",5.4,9,"",9,"",4.5,7,"",7,"","","","","","","","","","","",9,null,"SEL40","",1,"","",""]
["SAH70C","10kW以上","C",70,310,21.7,20.700000000000003,20.5,3,1,5.4,7,"",6,6,5.4,7,"",6,6,5.4,9,"",9,"",4.5,7,"",7,"","","","","","","","","","","",10,null,"SEL41",1,1,"","",""]
["SAH71C","10kW以上","C",71,310,22.01,20.700000000000003,20.5,3,1,5.4,7,"",6,6,5.4,7,"",6,6,5.4,7,"",6,6,4.5,7,"",7,"","","","","","","","","","","",11,null,"SEL42",1,1,"","",""]
["SAH72C","10kW以上","C",72,310,22.32,20.700000000000003,20.7,3,1,5.4,7,"",6,6,5.4,7,"",6,6,5.4,7,"",6,6,4.5,8,"",7,"","","","","","","","","","","",11,null,"SEL43",1,1,"","",""]
["SAH73C","10kW以上","C",73,310,22.63,21.6,21.6,4,"",5.4,7,"",6,6,5.4,9,"",9,"",5.4,9,"",9,"",5.4,9,"",9,"","","","","","","","","","","",9,null,"SEL44",1,1,"","",""]
["SAH74C","10kW以上","C",74,310,22.94,21.6,21.6,4,"",5.4,7,"",6,6,5.4,7,"",6,6,5.4,9,"",9,"",5.4,9,"",9,"","","","","","","","","","","",10,null,"SEL45",1,"","","",""]
["SAH75C","10kW以上","C",75,310,23.25,21.6,21.6,4,"",5.4,7,"",6,6,5.4,7,"",6,6,5.4,7,"",6,6,5.4,9,"",9,"","","","","","","","","","","",11,null,"SEL46",1,"","","",""]
["SAH76C","10kW以上","C",76,310,23.56,21.6,21.6,4,"",5.4,7,"",6,6,5.4,7,"",6,6,5.4,7,"",6,6,5.4,7,"",6,6,"","","","","","","","","","",12,null,"SEL47",1,"","","",""]
["SAH77C","10kW以上","C",77,310,23.87,24.3,23.5,2,3,5.4,9,"",9,"",5.4,9,"",9,"",4.5,7,"",7,"",4.5,7,"",7,"",4.5,7,"",6,"","","","","","",10,null,"SEL48",1,"","","",""]
["SAH78C","10kW以上","C",78,310,24.18,24.3,23.8,2,3,5.4,9,"",9,"",5.4,9,"",9,"",4.5,7,"",7,"",4.5,7,"",7,"",4.5,7,"",7,"","","","","","",10,null,"SEL49",1,"","","",""]
["SAH79C","10kW以上","C",79,310,24.49,24.3,23.8,2,3,5.4,7,"",6,6,5.4,9,"",9,"",4.5,7,"",7,"",4.5,7,"",7,"",4.5,7,"",7,"","","","","","",11,null,"SFL12","","","","",1]
["SAH80C","10kW以上","C",80,310,24.8,24.3,23.8,2,3,5.4,7,"",6,6,5.4,7,"",6,6,4.5,7,"",7,"",4.5,7,"",7,"",4.5,7,"",7,"","","","","","",12,null,"SFL13","","","",1,1]
["SAH81C","10kW以上","C",81,310,25.11,24.3,23.9,2,3,5.4,7,"",6,6,5.4,7,"",6,6,4.5,8,"",7,"",4.5,7,"",7,"",4.5,7,"",7,"","","","","","",12,null,"SFL14","","","",1,1]
["SAH82C","10kW以上","C",82,310,25.42,24.3,24.1,2,3,5.4,7,"",6,6,5.4,7,"",6,6,4.5,8,"",7,"",4.5,8,"",7,"",4.5,7,"",7,"","","","","","",12,null,"SFL15","","",1,"",1]
["SAH83C","10kW以上","C",83,310,25.73,24.3,24.3,2,3,5.4,7,"",6,6,5.4,7,"",6,6,4.5,8,"",7,"",4.5,8,"",7,"",4.5,8,"",7,"","","","","","",12,null,"SFL16","","",1,1,""]
["SAH84C","10kW以上","C",84,310,26.04,25.200000000000003,24.8,3,2,5.4,7,"",6,6,5.4,7,"",6,6,5.4,9,"",9,"",4.5,7,"",7,"",4.5,7,"",7,"","","","","","",12,null,"SFL17","",1,"",1,""]
["SAH85C","10kW以上","C",85,310,26.35,25.200000000000003,24.8,3,2,5.4,7,"",6,6,5.4,7,"",6,6,5.4,7,"",6,6,4.5,7,"",7,"",4.5,7,"",7,"","","","","","",13,null,"SFL18","",1,1,"",""]
["SAH86C","10kW以上","C",86,310,26.66,25.200000000000003,25,3,2,5.4,7,"",6,6,5.4,7,"",6,6,5.4,7,"",6,6,4.5,8,"",7,"",4.5,7,"",7,"","","","","","",13,null,"SFL19",1,"",1,"",""]
["SAH87C","10kW以上","C",87,310,26.97,25.200000000000003,25.2,3,2,5.4,7,"",6,6,5.4,7,"",6,6,5.4,7,"",6,6,4.5,8,"",7,"",4.5,8,"",7,"","","","","","",13,null,"SFL20",1,1,"","",""]
["SAH88C","10kW以上","C",88,310,27.28,26.1,25.9,4,1,5.4,7,"",6,6,5.4,7,"",6,6,5.4,9,"",9,"",5.4,9,"",9,"",4.5,7,"",7,"","","","","","",12,null,"SFL21",1,1,"","",""]
["SAH89C","10kW以上","C",89,310,27.59,26.1,25.9,4,1,5.4,7,"",6,6,5.4,7,"",6,6,5.4,7,"",6,6,5.4,9,"",9,"",4.5,7,"",7,"","","","","","",13,null,"SFL22","",1,"","",1]
["SAH90C","10kW以上","C",90,310,27.9,26.1,25.9,4,1,5.4,7,"",6,6,5.4,7,"",6,6,5.4,7,"",6,6,5.4,7,"",6,6,4.5,7,"",7,"","","","","","",14,null,"SFL23",1,"","","",1]
["SAH91C","10kW以上","C",91,310,28.21,26.1,26.1,4,1,5.4,7,"",6,6,5.4,7,"",6,6,5.4,7,"",6,6,5.4,7,"",6,6,4.5,8,"",7,"","","","","","",14,null,"SFL24",1,"","","",1]
["SAH92C","10kW以上","C",92,310,28.52,27,27,5,"",5.4,7,"",6,6,5.4,7,"",6,6,5.4,9,"",9,"",5.4,9,"",9,"",5.4,9,"",9,"","","","","","",12,null,"SFL25",1,"","",1,1]
["SAH93C","10kW以上","C",93,310,28.83,27,27,5,"",5.4,7,"",6,6,5.4,7,"",6,6,5.4,7,"",6,6,5.4,9,"",9,"",5.4,9,"",9,"","","","","","",13,null,"SFL26","","","",1,""]
["SAH94C","10kW以上","C",94,310,29.14,27,27,5,"",5.4,7,"",6,6,5.4,7,"",6,6,5.4,7,"",6,6,5.4,7,"",6,6,5.4,9,"",9,"","","","","","",14,null,"SFL27","","","",1,""]
["SAH95C","10kW以上","C",95,310,29.45,27,27,5,"",5.4,7,"",6,6,5.4,7,"",6,6,5.4,7,"",6,6,5.4,7,"",6,6,5.4,7,"",6,6,"","","","","",15,null,"SFL28","","","",1,1]
["SAH96C","10kW以上","C",96,310,29.76,29.700000000000003,29.2,3,3,5.4,9,"",9,"",5.4,9,"",9,"",5.4,9,"",9,"",4.5,7,"",7,"",4.5,7,"",7,"",4.5,7,"",7,"",12,null,"SFL29","","",1,1,1]
["SAH97C","10kW以上","C",97,310,30.07,29.700000000000003,29.2,3,3,5.4,7,"",6,6,5.4,9,"",9,"",5.4,9,"",9,"",4.5,7,"",7,"",4.5,7,"",7,"",4.5,7,"",7,"",13,null,"SFL30","","",1,1,1]
["SAH98C","10kW以上","C",98,310,30.38,29.700000000000003,29.2,3,3,5.4,7,"",6,6,5.4,7,"",6,6,5.4,9,"",9,"",4.5,7,"",7,"",4.5,7,"",7,"",4.5,7,"",7,"",14,null,"SFL31","","",1,1,""]
["SAH99C","10kW以上","C",99,310,30.69,29.700000000000003,29.2,3,3,5.4,7,"",6,6,5.4,7,"",6,6,5.4,7,"",6,6,4.5,7,"",7,"",4.5,7,"",7,"",4.5,7,"",7,"",15,null,"SFL32","","",1,1,""]
["SAH100C","10kW以上","C",100,310,31,29.700000000000003,29.3,3,3,5.4,7,"",6,6,5.4,7,"",6,6,5.4,7,"",6,6,4.5,8,"",7,"",4.5,7,"",7,"",4.5,7,"",7,"",15,null,"SFL33","",1,1,1,""]
["SAH101C","10kW以上","C",101,310,31.31,29.700000000000003,29.5,3,3,5.4,7,"",6,6,5.4,7,"",6,6,5.4,7,"",6,6,4.5,8,"",7,"",4.5,8,"",7,"",4.5,7,"",7,"",15,null,"SFL34","",1,1,"",""]
["SAH102C","10kW以上","C",102,310,31.62,29.700000000000003,29.7,3,3,5.4,7,"",6,6,5.4,7,"",6,6,5.4,7,"",6,6,4.5,8,"",7,"",4.5,8,"",7,"",4.5,8,"",7,"",15,null,"SFL35","",1,1,"",""]
["SAH103C","10kW以上","C",103,310,31.93,30.6,30.2,4,2,5.4,7,"",6,6,5.4,7,"",6,6,5.4,7,"",6,6,5.4,9,"",9,"",4.5,7,"",7,"",4.5,7,"",7,"",15,null,"SFL36","",1,"","",""]
["SAH104C","10kW以上","C",104,310,32.24,30.6,30.2,4,2,5.4,7,"",6,6,5.4,7,"",6,6,5.4,7,"",6,6,5.4,7,"",6,6,4.5,7,"",7,"",4.5,7,"",7,"",16,null,"SFL37",1,1,"","",""]
["SAH105C","10kW以上","C",105,310,32.549999999999997,30.6,30.4,4,2,5.4,7,"",6,6,5.4,7,"",6,6,5.4,7,"",6,6,5.4,7,"",6,6,4.5,8,"",7,"",4.5,7,"",7,"",16,null,"SFL38",1,1,"","",""]
["SAH106C","10kW以上","C",106,310,32.86,30.6,30.6,4,2,5.4,7,"",6,6,5.4,7,"",6,6,5.4,7,"",6,6,5.4,7,"",6,6,4.5,8,"",7,"",4.5,8,"",7,"",16,null,"SFL39",1,1,"","",""]
["SAH107C","10kW以上","C",107,310,33.17,31.5,31.3,5,1,5.4,7,"",6,6,5.4,7,"",6,6,5.4,7,"",6,6,5.4,9,"",9,"",5.4,9,"",9,"",4.5,7,"",7,"",15,null,"SFL40",1,1,"","",""]
["SAH108C","10kW以上","C",108,310,33.479999999999997,31.5,31.3,5,1,5.4,7,"",6,6,5.4,7,"",6,6,5.4,7,"",6,6,5.4,7,"",6,6,5.4,9,"",9,"",4.5,7,"",7,"",16,null,"SFL41",1,"","","",""]
["SAH109C","10kW以上","C",109,310,33.79,31.5,31.3,5,1,5.4,7,"",6,6,5.4,7,"",6,6,5.4,7,"",6,6,5.4,7,"",6,6,5.4,7,"",6,6,4.5,7,"",7,"",17,null,"SFL42",1,"","","",""]
["SAH110C","10kW以上","C",110,310,34.1,31.5,31.5,5,1,5.4,7,"",6,6,5.4,7,"",6,6,5.4,7,"",6,6,5.4,7,"",6,6,5.4,7,"",6,6,4.5,8,"",7,"",17,null,"SFL43",1,"","","",""]
["SAH111C","10kW以上","C",111,310,34.409999999999997,32.400000000000006,32.4,6,"",5.4,7,"",6,6,5.4,7,"",6,6,5.4,7,"",6,6,5.4,9,"",9,"",5.4,9,"",9,"",5.4,9,"",9,"",15,null,"SFL44",1,"","","",""]
["SAH112C","10kW以上","C",112,310,34.72,32.400000000000006,32.4,6,"",5.4,7,"",6,6,5.4,7,"",6,6,5.4,7,"",6,6,5.4,7,"",6,6,5.4,9,"",9,"",5.4,9,"",9,"",16,null,"SFL45",1,"","","",""]
["SAH113C","10kW以上","C",113,310,35.03,32.400000000000006,32.4,6,"",5.4,7,"",6,6,5.4,7,"",6,6,5.4,7,"",6,6,5.4,7,"",6,6,5.4,7,"",6,6,5.4,9,"",9,"",17,null,"SFL46",1,"","","",""]
["SAH114C","10kW以上","C",114,310,35.340000000000003,32.400000000000006,32.4,6,"",5.4,7,"",6,6,5.4,7,"",6,6,5.4,7,"",6,6,5.4,7,"",6,6,5.4,7,"",6,6,5.4,7,"",6,6,18,null,"SFL47","","","","",""]
["SAL16B","10kW未満","B",16,310,4.96,4.5,4.5,"",1,4.5,8,"",8,"","","","","","","","","","","","","","","","","","","","","","","","","","",2,null,"SFL48","","","","",""]
["SAL17B","10kW未満","B",17,310,5.27,4.5,4.5,"",1,4.5,9,"",8,"","","","","","","","","","","","","","","","","","","","","","","","","","",2,null,"SFL49","","","","",""]
["SAL18B","10kW未満","B",18,310,5.58,4.5,4.5,"",1,4.5,9,"",9,"","","","","","","","","","","","","","","","","","","","","","","","","","",2,null,"SAH29","","","","",""]
["SAL20B","10kW未満","B",20,310,6.2,5.4,5.4,1,"",5.4,7,7,6,"","","","","","","","","","","","","","","","","","","","","","","","","","",3,null,"SAH30","","","","",""]
["SAL21B","10kW未満","B",21,310,6.51,5.4,5.4,1,"",5.4,7,7,7,"","","","","","","","","","","","","","","","","","","","","","","","","","",3,null,"SAH31","","","","",""]
["SAL31B","10kW未満","B",31,310,9.61,9,9,"",2,4.5,8,"",8,"",4.5,8,"",7,"","","","","","","","","","","","","","","","","","","","","",4,null,"SAH32","","","","",""]
["SAL32B","10kW未満","B",32,310,9.92,9,9,"",2,4.5,8,"",8,"",4.5,8,"",8,"","","","","","","","","","","","","","","","","","","","","",4,null,"SAH33","","",1,"",1]
["SAL33B","10kW未満","B",33,310,10.23,9,9,"",2,4.5,9,"",8,"",4.5,8,"",8,"","","","","","","","","","","","","","","","","","","","","",4,null,"SAH34","","",1,"",1]
["SAL34B","10kW未満","B",34,310,10.54,9,9,"",2,4.5,9,"",8,"",4.5,9,"",8,"","","","","","","","","","","","","","","","","","","","","",4,null,"SAH35","","",1,"",1]
["SAL35B","10kW未満","B",35,310,10.85,9,9,"",2,4.5,9,"",9,"",4.5,9,"",8,"","","","","","","","","","","","","","","","","","","","","",4,null,"SAH36","","",1,"",1]
["SAL36B","10kW未満","B",36,310,11.16,9,9,"",2,4.5,9,"",9,"",4.5,9,"",9,"","","","","","","","","","","","","","","","","","","","","",4,null,"SAH37","","",1,1,1]
["SAL37B","10kW未満","B",37,310,11.47,9.9,9.9,1,1,5.4,7,7,6,"",4.5,9,"",8,"","","","","","","","","","","","","","","","","","","","","",5,null,"SAH38","","",1,1,1]
["SAL38B","10kW未満","B",38,310,11.78,9.9,9.9,1,1,5.4,7,7,7,"",4.5,9,"",8,"","","","","","","","","","","","","","","","","","","","","",5,null,"SAH39","",1,"",1,1]
["SAL39B","10kW未満","B",39,310,12.09,9.9,9.9,1,1,5.4,7,7,7,"",4.5,9,"",9,"","","","","","","","","","","","","","","","","","","","","",5,null,"SAH40","",1,1,1,1]
["SAH39B","10kW以上","B",39,310,12.09,10.8,10.8,2,"",5.4,7,7,6,"",5.4,7,null,6,6,"","","","","","","","","","","","","","","","","","","","",6,null,"SAH41","",1,1,1,1]
["SAH40B","10kW以上","B",40,310,12.4,10.8,10.8,2,"",5.4,7,7,6,"",5.4,7,7,6,"","","","","","","","","","","","","","","","","","","","","",6,null,"SAH42","",1,1,1,1]
["SAH41B","10kW以上","B",41,310,12.71,10.8,10.8,2,"",5.4,7,7,7,"",5.4,7,7,6,"","","","","","","","","","","","","","","","","","","","","",6,null,"SAH43",1,"",1,1,1]
["SAH42B","10kW以上","B",42,310,13.02,10.8,10.8,2,"",5.4,7,7,7,"",5.4,7,7,7,"","","","","","","","","","","","","","","","","","","","","",6,null,"SAH44",1,"",1,1,1]
["SAH46B","10kW以上","B",46,310,14.26,13.5,13.5,"",3,4.5,8,"",8,"",4.5,8,"",7,"",4.5,8,"",7,"","","","","","","","","","","","","","","","",6,null,"SAH45",1,"",1,1,1]
["SAH47B","10kW以上","B",47,310,14.57,13.5,13.5,"",3,4.5,8,"",8,"",4.5,8,"",8,"",4.5,8,"",7,"","","","","","","","","","","","","","","","",6,null,"SAH46",1,1,1,1,1]
["SAH48B","10kW以上","B",48,310,14.88,13.5,13.5,"",3,4.5,8,"",8,"",4.5,8,"",8,"",4.5,8,"",8,"","","","","","","","","","","","","","","","",6,null,"SAH47",1,1,1,1,1]
["SAH49B","10kW以上","B",49,310,15.19,13.5,13.5,"",3,4.5,9,"",8,"",4.5,8,"",8,"",4.5,8,"",8,"","","","","","","","","","","","","","","","",6,null,"SAH48",1,1,1,1,1]
["SAH50B","10kW以上","B",50,310,15.5,13.5,13.5,"",3,4.5,9,"",8,"",4.5,9,"",8,"",4.5,8,"",8,"","","","","","","","","","","","","","","","",6,null,"SAH49","",1,1,"",1]
["SAH51B","10kW以上","B",51,310,15.81,13.5,13.5,"",3,4.5,9,"",8,"",4.5,9,"",8,"",4.5,9,"",8,"","","","","","","","","","","","","","","","",6,null,"SAH50","",1,1,"",1]
["SAH52B","10kW以上","B",52,310,16.12,13.5,13.5,"",3,4.5,9,"",9,"",4.5,9,"",8,"",4.5,9,"",8,"","","","","","","","","","","","","","","","",6,null,"SAH51","",1,1,"",1]
["SAH53B","10kW以上","B",53,310,16.43,13.5,13.5,"",3,4.5,9,"",9,"",4.5,9,"",9,"",4.5,9,"",8,"","","","","","","","","","","","","","","","",6,null,"SAH52","",1,1,1,1]
["SAH54B","10kW以上","B",54,310,16.739999999999998,13.5,13.5,"",3,4.5,9,"",9,"",4.5,9,"",9,"",4.5,9,"",9,"","","","","","","","","","","","","","","","",6,null,"SAH53","",1,1,1,1]
["SAH55B","10kW以上","B",55,310,17.05,14.4,14.4,1,2,5.4,7,7,7,"",4.5,9,"",8,"",4.5,9,"",8,"","","","","","","","","","","","","","","","",7,null,"SAH54","",1,1,1,1]
["SAH56B","10kW以上","B",56,310,17.36,14.4,14.4,1,2,5.4,7,7,7,"",4.5,9,"",9,"",4.5,9,"",8,"","","","","","","","","","","","","","","","",7,null,"SAH55",1,1,1,1,1]
["SAH57B","10kW以上","B",57,310,17.670000000000002,14.4,14.4,1,2,5.4,7,7,7,"",4.5,9,"",9,"",4.5,9,"",9,"","","","","","","","","","","","","","","","",7,null,"SAH56",1,1,1,1,1]
["SAH58B","10kW以上","B",58,310,17.98,15.3,15.3,2,1,5.4,7,7,7,"",5.4,7,7,6,"",4.5,9,"",8,"","","","","","","","","","","","","","","","",8,null,"SAH57",1,1,1,1,1]
["SAH59B","10kW以上","B",59,310,18.29,15.3,15.3,2,1,5.4,7,7,7,"",5.4,7,7,7,"",4.5,9,"",8,"","","","","","","","","","","","","","","","",8,null,"SAH58",1,1,1,1,1]
["SAH60B","10kW以上","B",60,310,18.600000000000001,15.3,15.3,2,1,5.4,7,7,7,"",5.4,7,7,7,"",4.5,9,"",9,"","","","","","","","","","","","","","","","",8,null,"SAH59",1,1,1,1,1]
["SAH61B","10kW以上","B",61,310,18.91,16.200000000000003,16.2,3,"",5.4,7,7,7,"",5.4,7,7,6,"",5.4,7,7,6,"","","","","","","","","","","","","","","","",9,null,"SAH60",1,1,1,1,1]
["SAH62B","10kW以上","B",62,310,19.22,16.200000000000003,16.2,3,"",5.4,7,7,7,"",5.4,7,7,7,"",5.4,7,7,6,"","","","","","","","","","","","","","","","",9,null,"SAH61",1,1,1,1,1]
["SAH63B","10kW以上","B",63,310,19.53,16.200000000000003,16.2,3,"",5.4,7,7,7,"",5.4,7,7,7,"",5.4,7,7,7,"","","","","","","","","","","","","","","","",9,null,"SAH62",1,1,1,1,1]
["SAH65B","10kW以上","B",65,310,20.149999999999999,18.899999999999999,18.899999999999999,1,3,5.4,7,null,6,6,4.5,8,"",8,"",4.5,8,"",7,"",4.5,8,"",7,"","","","","","","","","","","",9,null,"SAH63",1,1,1,1,1]
["SAH66B","10kW以上","B",66,310,20.46,18.899999999999999,18.899999999999999,1,3,5.4,7,null,6,6,4.5,8,"",8,"",4.5,8,"",8,"",4.5,8,"",7,"","","","","","","","","","","",9,null,"SAH64",1,"",1,1,1]
["SAH67B","10kW以上","B",67,310,20.77,18.899999999999999,18.899999999999999,1,3,5.4,7,null,6,6,4.5,8,"",8,"",4.5,8,"",8,"",4.5,8,"",8,"","","","","","","","","","","",9,null,"SAH65",1,1,1,1,1]
["SAH68B","10kW以上","B",68,310,21.08,18.899999999999999,18.899999999999999,1,3,5.4,7,7,6,"",4.5,8,"",8,"",4.5,8,"",8,"",4.5,8,"",8,"","","","","","","","","","","",9,null,"SAH66",1,1,1,1,1]
["SAH69B","10kW以上","B",69,310,21.39,18.899999999999999,18.899999999999999,1,3,5.4,7,7,6,"",4.5,9,"",8,"",4.5,8,"",8,"",4.5,8,"",8,"","","","","","","","","","","",9,null,"SAH67",1,1,1,1,1]
["SAH70B","10kW以上","B",70,310,21.7,18.899999999999999,18.899999999999999,1,3,5.4,7,7,6,"",4.5,9,"",8,"",4.5,9,"",8,"",4.5,8,"",8,"","","","","","","","","","","",9,null,"SAH68",1,1,1,1,1]
["SAH71B","10kW以上","B",71,310,22.01,18.899999999999999,18.899999999999999,1,3,5.4,7,7,6,"",4.5,9,"",8,"",4.5,9,"",8,"",4.5,9,"",8,"","","","","","","","","","","",9,null,"SAH69",1,1,1,1,1]
["SAH72B","10kW以上","B",72,310,22.32,18.899999999999999,18.899999999999999,1,3,5.4,7,7,7,"",4.5,9,"",8,"",4.5,9,"",8,"",4.5,9,"",8,"","","","","","","","","","","",9,null,"SAH70",1,1,1,1,1]
["SAH73B","10kW以上","B",73,310,22.63,18.899999999999999,18.899999999999999,1,3,5.4,7,7,7,"",4.5,9,"",9,"",4.5,9,"",8,"",4.5,9,"",8,"","","","","","","","","","","",9,null,"SAH71",1,1,1,1,1]
["SAH74B","10kW以上","B",74,310,22.94,18.899999999999999,18.899999999999999,1,3,5.4,7,7,7,"",4.5,9,"",9,"",4.5,9,"",9,"",4.5,9,"",8,"","","","","","","","","","","",9,null,"SAH72",1,1,1,1,1]
["SAH75B","10kW以上","B",75,310,23.25,18.899999999999999,18.899999999999999,1,3,5.4,7,7,7,"",4.5,9,"",9,"",4.5,9,"",9,"",4.5,9,"",9,"","","","","","","","","","","",9,null,"SAH73","",1,1,1,1]
["SAH76B","10kW以上","B",76,310,23.56,19.8,19.8,2,2,5.4,7,7,7,"",5.4,7,7,7,"",4.5,9,"",8,"",4.5,9,"",8,"","","","","","","","","","","",10,null,"SAH74","",1,1,1,1]
["SAH77B","10kW以上","B",77,310,23.87,19.8,19.8,2,2,5.4,7,7,7,"",5.4,7,7,7,"",4.5,9,"",9,"",4.5,9,"",8,"","","","","","","","","","","",10,null,"SAH75","",1,1,1,1]
["SAH78B","10kW以上","B",78,310,24.18,19.8,19.8,2,2,5.4,7,7,7,"",5.4,7,7,7,"",4.5,9,"",9,"",4.5,9,"",9,"","","","","","","","","","","",10,null,"SAH76",1,1,1,1,1]
["SAH79B","10kW以上","B",79,310,24.49,20.700000000000003,20.7,3,1,5.4,7,7,7,"",5.4,7,7,7,"",5.4,7,7,6,"",4.5,9,"",8,"","","","","","","","","","","",11,null,"SAH77",1,1,1,1,1]
["SAH80B","10kW以上","B",80,310,24.8,20.700000000000003,20.7,3,1,5.4,7,7,7,"",5.4,7,7,7,"",5.4,7,7,7,"",4.5,9,"",8,"","","","","","","","","","","",11,null,"SAH78",1,1,1,1,1]
["SAH81B","10kW以上","B",81,310,25.11,20.700000000000003,20.7,3,1,5.4,7,7,7,"",5.4,7,7,7,"",5.4,7,7,7,"",4.5,9,"",9,"","","","","","","","","","","",11,null,"SAH79",1,1,1,1,1]
["SAH82B","10kW以上","B",82,310,25.42,21.6,21.6,4,"",5.4,7,7,7,"",5.4,7,7,7,"",5.4,7,7,6,"",5.4,7,7,6,"","","","","","","","","","","",12,null,"SAH80",1,1,1,1,1]
["SAH83B","10kW以上","B",83,310,25.73,21.6,21.6,4,"",5.4,7,7,7,"",5.4,7,7,7,"",5.4,7,7,7,"",5.4,7,7,6,"","","","","","","","","","","",12,null,"SAH81",1,1,1,1,1]
["SAH84B","10kW以上","B",84,310,26.04,21.6,21.6,4,"",5.4,7,7,7,"",5.4,7,7,7,"",5.4,7,7,7,"",5.4,7,7,7,"","","","","","","","","","","",12,null,"SAH82",1,1,1,1,1]
["SAH85B","10kW以上","B",85,310,26.35,24.3,24.3,2,3,5.4,7,"",6,6,5.4,7,"",6,6,4.5,8,"",8,"",4.5,8,"",8,"",4.5,8,"",7,"","","","","","",12,null,"SAH83",1,1,1,1,1]
["SAH86B","10kW以上","B",86,310,26.66,24.3,24.3,2,3,5.4,7,"",6,6,5.4,7,"",6,6,4.5,8,"",8,"",4.5,8,"",8,"",4.5,8,"",8,"","","","","","",12,null,"SAH84",1,1,1,1,1]
["SAH87B","10kW以上","B",87,310,26.97,24.3,24.3,2,3,5.4,7,7,6,"",5.4,7,"",6,6,4.5,8,"",8,"",4.5,8,"",8,"",4.5,8,"",8,"","","","","","",12,null,"SAH85",1,1,1,1,""]
["SAH88B","10kW以上","B",88,310,27.28,24.3,24.3,2,3,5.4,7,7,6,"",5.4,7,7,6,"",4.5,8,"",8,"",4.5,8,"",8,"",4.5,8,"",8,"","","","","","",12,null,"SAH86",1,1,1,1,""]
["SAH89B","10kW以上","B",89,310,27.59,24.3,24.3,2,3,5.4,7,7,6,"",5.4,7,7,6,"",4.5,9,"",8,"",4.5,8,"",8,"",4.5,8,"",8,"","","","","","",12,null,"SAH87",1,1,1,1,""]
["SAH90B","10kW以上","B",90,310,27.9,24.3,24.3,2,3,5.4,7,7,6,"",5.4,7,7,6,"",4.5,9,"",8,"",4.5,9,"",8,"",4.5,8,"",8,"","","","","","",12,null,"SAH88",1,1,1,1,""]
["SAH91B","10kW以上","B",91,310,28.21,24.3,24.3,2,3,5.4,7,7,6,"",5.4,7,7,6,"",4.5,9,"",8,"",4.5,9,"",8,"",4.5,9,"",8,"","","","","","",12,null,"SAH89",1,1,1,1,""]
["SAH92B","10kW以上","B",92,310,28.52,24.3,24.3,2,3,5.4,7,7,7,"",5.4,7,7,6,"",4.5,9,"",8,"",4.5,9,"",8,"",4.5,9,"",8,"","","","","","",12,null,"SAH90",1,1,1,1,""]
["SAH93B","10kW以上","B",93,310,28.83,24.3,24.3,2,3,5.4,7,7,7,"",5.4,7,7,7,"",4.5,9,"",8,"",4.5,9,"",8,"",4.5,9,"",8,"","","","","","",12,null,"SAH91",1,1,1,1,""]
["SAH94B","10kW以上","B",94,310,29.14,24.3,24.3,2,3,5.4,7,7,7,"",5.4,7,7,7,"",4.5,9,"",9,"",4.5,9,"",8,"",4.5,9,"",8,"","","","","","",12,null,"SAH92",1,1,1,1,""]
["SAH95B","10kW以上","B",95,310,29.45,24.3,24.3,2,3,5.4,7,7,7,"",5.4,7,7,7,"",4.5,9,"",9,"",4.5,9,"",9,"",4.5,9,"",8,"","","","","","",12,null,"SAH93",1,1,1,1,""]
["SAH96B","10kW以上","B",96,310,29.76,24.3,24.3,2,3,5.4,7,7,7,"",5.4,7,7,7,"",4.5,9,"",9,"",4.5,9,"",9,"",4.5,9,"",9,"","","","","","",12,null,"SAH94",1,1,1,1,""]
["SAH97B","10kW以上","B",97,310,30.07,25.200000000000003,25.2,3,2,5.4,7,7,7,"",5.4,7,7,7,"",5.4,7,7,7,"",4.5,9,"",8,"",4.5,9,"",8,"","","","","","",13,null,"SAH95",1,1,1,1,""]
["SAH98B","10kW以上","B",98,310,30.38,25.200000000000003,25.2,3,2,5.4,7,7,7,"",5.4,7,7,7,"",5.4,7,7,7,"",4.5,9,"",9,"",4.5,9,"",8,"","","","","","",13,null,"SAH96",1,1,1,1,""]
["SAH99B","10kW以上","B",99,310,30.69,25.200000000000003,25.2,3,2,5.4,7,7,7,"",5.4,7,7,7,"",5.4,7,7,7,"",4.5,9,"",9,"",4.5,9,"",9,"","","","","","",13,null,"SAH97",1,1,1,"",""]
["SAH100B","10kW以上","B",100,310,31,26.1,26.1,4,1,5.4,7,7,7,"",5.4,7,7,7,"",5.4,7,7,7,"",5.4,7,7,6,"",4.5,9,"",8,"","","","","","",14,null,"SAH98",1,1,1,"",""]
["SAH101B","10kW以上","B",101,310,31.31,26.1,26.1,4,1,5.4,7,7,7,"",5.4,7,7,7,"",5.4,7,7,7,"",5.4,7,7,7,"",4.5,9,"",8,"","","","","","",14,null,"SAH99",1,1,1,"",""]
["SAH102B","10kW以上","B",102,310,31.62,26.1,26.1,4,1,5.4,7,7,7,"",5.4,7,7,7,"",5.4,7,7,7,"",5.4,7,7,7,"",4.5,9,"",9,"","","","","","",14,null,"SAH100",1,1,1,"",""]
["SAH103B","10kW以上","B",103,310,31.93,27,27,5,"",5.4,7,7,7,"",5.4,7,7,7,"",5.4,7,7,7,"",5.4,7,7,6,"",5.4,7,7,6,"","","","","","",15,null,"SAH101",1,1,1,"",""]
["SAH104B","10kW以上","B",104,310,32.24,27,27,5,"",5.4,7,7,7,"",5.4,7,7,7,"",5.4,7,7,7,"",5.4,7,7,7,"",5.4,7,7,6,"","","","","","",15,null,"SAH102",1,1,1,"",""]
["SAH105B","10kW以上","B",105,310,32.549999999999997,27,27,5,"",5.4,7,7,7,"",5.4,7,7,7,"",5.4,7,7,7,"",5.4,7,7,7,"",5.4,7,7,7,"","","","","","",15,null,"SAH103",1,1,1,"",""]
["SAH106B","10kW以上","B",106,310,32.86,29.700000000000003,29.7,3,3,5.4,7,7,6,"",5.4,7,"",6,6,5.4,7,"",6,6,4.5,8,"",8,"",4.5,8,"",8,"",4.5,8,"",8,"",15,null,"SAH104",1,1,1,"",""]
["SAH107B","10kW以上","B",107,310,33.17,29.700000000000003,29.7,3,3,5.4,7,7,6,"",5.4,7,7,6,"",5.4,7,"",6,6,4.5,8,"",8,"",4.5,8,"",8,"",4.5,8,"",8,"",15,null,"SAH105",1,1,1,"",""]
["SAH108B","10kW以上","B",108,310,33.479999999999997,29.700000000000003,29.7,3,3,5.4,7,7,6,"",5.4,7,7,6,"",5.4,7,7,6,"",4.5,8,"",8,"",4.5,8,"",8,"",4.5,8,"",8,"",15,null,"SAH106",1,1,1,"",""]
["SAH109B","10kW以上","B",109,310,33.79,29.700000000000003,29.7,3,3,5.4,7,7,6,"",5.4,7,7,6,"",5.4,7,7,6,"",4.5,9,"",8,"",4.5,8,"",8,"",4.5,8,"",8,"",15,null,"SAH107",1,1,1,"",""]
["SAH110B","10kW以上","B",110,310,34.1,29.700000000000003,29.7,3,3,5.4,7,7,6,"",5.4,7,7,6,"",5.4,7,7,6,"",4.5,9,"",8,"",4.5,9,"",8,"",4.5,8,"",8,"",15,null,"SAH108",1,1,1,"",""]
["SAH111B","10kW以上","B",111,310,34.409999999999997,29.700000000000003,29.7,3,3,5.4,7,7,6,"",5.4,7,7,6,"",5.4,7,7,6,"",4.5,9,"",8,"",4.5,9,"",8,"",4.5,9,"",8,"",15,null,"SAH109",1,1,1,"",""]
["SAH112B","10kW以上","B",112,310,34.72,29.700000000000003,29.7,3,3,5.4,7,7,7,"",5.4,7,7,6,"",5.4,7,7,6,"",4.5,9,"",8,"",4.5,9,"",8,"",4.5,9,"",8,"",15,null,"SAH110",1,1,1,"",""]
["SAH113B","10kW以上","B",113,310,35.03,29.700000000000003,29.7,3,3,5.4,7,7,7,"",5.4,7,7,7,"",5.4,7,7,6,"",4.5,9,"",8,"",4.5,9,"",8,"",4.5,9,"",8,"",15,null,"SAH111",1,1,1,"",""]
["SAH114B","10kW以上","B",114,310,35.340000000000003,29.700000000000003,29.7,3,3,5.4,7,7,7,"",5.4,7,7,7,"",5.4,7,7,7,"",4.5,9,"",8,"",4.5,9,"",8,"",4.5,9,"",8,"",15,null,"SAH112",1,1,1,"",""]
["SAH115B","10kW以上","B",115,310,35.65,29.700000000000003,29.7,3,3,5.4,7,7,7,"",5.4,7,7,7,"",5.4,7,7,7,"",4.5,9,"",9,"",4.5,9,"",8,"",4.5,9,"",8,"",15,null,"SAH113",1,1,1,"",""]
["SAH116B","10kW以上","B",116,310,35.96,29.700000000000003,29.7,3,3,5.4,7,7,7,"",5.4,7,7,7,"",5.4,7,7,7,"",4.5,9,"",9,"",4.5,9,"",9,"",4.5,9,"",8,"",15,null,"SAH114",1,1,1,"",""]
["SAH117B","10kW以上","B",117,310,36.270000000000003,29.700000000000003,29.7,3,3,5.4,7,7,7,"",5.4,7,7,7,"",5.4,7,7,7,"",4.5,9,"",9,"",4.5,9,"",9,"",4.5,9,"",9,"",15,null,"SAH115",1,1,"","",""]
["SAH118B","10kW以上","B",118,310,36.58,30.6,30.6,4,2,5.4,7,7,7,"",5.4,7,7,7,"",5.4,7,7,7,"",5.4,7,7,7,"",4.5,9,"",8,"",4.5,9,"",8,"",16,null,"SAH116",1,1,"","",""]
["SAH119B","10kW以上","B",119,310,36.89,30.6,30.6,4,2,5.4,7,7,7,"",5.4,7,7,7,"",5.4,7,7,7,"",5.4,7,7,7,"",4.5,9,"",9,"",4.5,9,"",8,"",16,null,"SAH117",1,1,"","",""]
["SAH120B","10kW以上","B",120,310,37.200000000000003,30.6,30.6,4,2,5.4,7,7,7,"",5.4,7,7,7,"",5.4,7,7,7,"",5.4,7,7,7,"",4.5,9,"",9,"",4.5,9,"",9,"",16,null,"SAH118",1,1,"","",""]
["SAL19A","10kW未満","A",19,310,5.89,4.5,4.5,"",1,4.5,7,"",6,6,"","","","","","","","","","","","","","","","","","","","","","","","","",3,null,"SAH119",1,1,"","",""]
["SAL20A","10kW未満","A",20,310,6.2,4.5,4.5,"",1,4.5,7,7,6,"","","","","","","","","","","","","","","","","","","","","","","","","","",3,null,"SAH120",1,1,"","",""]
["SAL22A","10kW未満","A",22,310,6.82,5.4,5.4,1,"",5.4,8,"",7,7,"","","","","","","","","","","","","","","","","","","","","","","","","",3,null,"SBH29","","","","",""]
["SAL23A","10kW未満","A",23,310,7.13,5.4,5.4,1,"",5.4,8,8,7,"","","","","","","","","","","","","","","","","","","","","","","","","","",3,null,"SBH30","","","","",""]
["SAL24A","10kW未満","A",24,310,7.44,5.4,5.4,1,"",5.4,8,8,8,"","","","","","","","","","","","","","","","","","","","","","","","","","",3,null,"SBH31","","",1,"",1]
["SAL37A","10kW未満","A",37,310,11.47,9,9,"",2,4.5,7,"",6,6,4.5,9,"",9,"","","","","","","","","","","","","","","","","","","","","",5,null,"SBH32","","",1,"",1]
["SAL38A","10kW未満","A",38,310,11.78,9,9,"",2,4.5,7,"",6,6,4.5,7,"",6,6,"","","","","","","","","","","","","","","","","","","","",6,null,"SBH33","","",1,"",1]
["SAL39A","10kW未満","A",39,310,12.09,9,9,"",2,4.5,7,7,6,"",4.5,7,"",6,6,"","","","","","","","","","","","","","","","","","","","",6,null,"SBH34","","",1,"",1]
["SAL40A","10kW未満","A",40,310,12.4,9,9,"",2,4.5,7,7,6,"",4.5,7,7,6,"","","","","","","","","","","","","","","","","","","","","",6,null,"SBH35","","",1,"",1]
["SAL41A","10kW未満","A",41,310,12.71,9.9,9.9,1,1,5.4,8,8,7,"",4.5,9,"",9,"","","","","","","","","","","","","","","","","","","","","",5,null,"SBH36","","",1,"",1]
["SAL42A","10kW未満","A",42,310,13.02,9.9,9.9,1,1,5.4,8,8,7,"",4.5,7,"",6,6,"","","","","","","","","","","","","","","","","","","","",6,null,"SBH37","",1,"",1,1]
["SAL43A","10kW未満","A",43,310,13.33,9.9,9.9,1,1,5.4,8,8,8,"",4.5,7,"",6,6,"","","","","","","","","","","","","","","","","","","","",6,null,"SBH38","",1,1,1,1]
["SAL44A","10kW未満","A",44,310,13.64,9.9,9.9,1,1,5.4,8,8,8,"",4.5,7,7,6,"","","","","","","","","","","","","","","","","","","","","",6,null,"SBH39","",1,"",1,1]
["SAH43A","10kW以上","A",43,310,13.33,10.8,10.8,2,"",5.4,8,"",7,7,5.4,7,7,7,null,"","","","","","","","","","","","","","","","","","","","",6,null,"SBH40","",1,1,1,1]
["SAH44A","10kW以上","A",44,310,13.64,10.8,10.8,2,"",5.4,8,"",7,7,5.4,8,"",7,7,"","","","","","","","","","","","","","","","","","","","",6,null,"SBH41",1,"",1,1,1]
["SAH45A","10kW以上","A",45,310,13.95,10.8,10.8,2,"",5.4,8,8,7,"",5.4,8,"",7,7,"","","","","","","","","","","","","","","","","","","","",6,null,"SBH42",1,"",1,1,1]
["SAH46A","10kW以上","A",46,310,14.26,10.8,10.8,2,"",5.4,8,8,7,"",5.4,8,8,7,"","","","","","","","","","","","","","","","","","","","","",6,null,"SBH43",1,"",1,1,1]
["SAH47A","10kW以上","A",47,310,14.57,10.8,10.8,2,"",5.4,8,8,8,"",5.4,8,8,7,"","","","","","","","","","","","","","","","","","","","","",6,null,"SBH44",1,"",1,1,1]
["SAH48A","10kW以上","A",48,310,14.88,10.8,10.8,2,"",5.4,8,8,8,"",5.4,8,8,8,"","","","","","","","","","","","","","","","","","","","","",6,null,"SBH45",1,"",1,1,1]
["SAH55A","10kW以上","A",55,310,17.05,13.5,13.5,"",3,4.5,7,"",6,6,4.5,9,"",9,"",4.5,9,"",9,"","","","","","","","","","","","","","","","",7,null,"SBH46",1,1,1,"",1]
["SAH56A","10kW以上","A",56,310,17.36,13.5,13.5,"",3,4.5,7,"",6,6,4.5,7,"",6,6,4.5,9,"",9,"","","","","","","","","","","","","","","","",8,null,"SBH47","",1,1,"",1]
["SAH57A","10kW以上","A",57,310,17.670000000000002,13.5,13.5,"",3,4.5,7,"",6,6,4.5,7,"",6,6,4.5,7,"",6,6,"","","","","","","","","","","","","","","",9,null,"SBH48","",1,1,1,1]
["SAH58A","10kW以上","A",58,310,17.98,13.5,13.5,"",3,4.5,7,7,6,"",4.5,7,"",6,6,4.5,7,"",6,6,"","","","","","","","","","","","","","","",9,null,"SBH49","",1,1,1,1]
["SAH59A","10kW以上","A",59,310,18.29,13.5,13.5,"",3,4.5,7,7,6,"",4.5,7,7,6,"",4.5,7,"",6,6,"","","","","","","","","","","","","","","",9,null,"SBH50","",1,1,1,1]
["SAH60A","10kW以上","A",60,310,18.600000000000001,13.5,13.5,"",3,4.5,7,7,6,"",4.5,7,7,6,"",4.5,7,7,6,"","","","","","","","","","","","","","","","",9,null,"SBH51","",1,1,1,1]
["SAH61A","10kW以上","A",61,310,18.91,14.4,14.4,1,2,5.4,8,8,7,"",4.5,7,"",6,6,4.5,7,"",6,6,"","","","","","","","","","","","","","","",9,null,"SBH52",1,1,1,1,1]
["SAH62A","10kW以上","A",62,310,19.22,14.4,14.4,1,2,5.4,8,8,8,"",4.5,7,"",6,6,4.5,7,"",6,6,"","","","","","","","","","","","","","","",9,null,"SBH53",1,1,1,1,1]
["SAH63A","10kW以上","A",63,310,19.53,14.4,14.4,1,2,5.4,8,8,8,"",4.5,7,7,6,"",4.5,7,"",6,6,"","","","","","","","","","","","","","","",9,null,"SBH54",1,1,1,1,1]
["SAH64A","10kW以上","A",64,310,19.84,14.4,14.4,1,2,5.4,8,8,8,"",4.5,7,7,6,"",4.5,7,7,6,"","","","","","","","","","","","","","","","",9,null,"SBH55",1,1,1,1,1]
["SAH65A","10kW以上","A",65,310,20.149999999999999,15.3,15.3,2,1,5.4,8,8,7,"",5.4,8,8,7,"",4.5,7,"",6,6,"","","","","","","","","","","","","","","",9,null,"SBH56",1,1,1,1,1]
["SAH66A","10kW以上","A",66,310,20.46,15.3,15.3,2,1,5.4,8,8,8,"",5.4,8,8,7,"",4.5,7,"",6,6,"","","","","","","","","","","","","","","",9,null,"SBH57",1,1,1,1,1]
["SAH67A","10kW以上","A",67,310,20.77,15.3,15.3,2,1,5.4,8,8,8,"",5.4,8,8,8,"",4.5,7,"",6,6,"","","","","","","","","","","","","","","",9,null,"SBH58",1,1,1,1,1]
["SAH68A","10kW以上","A",68,310,21.08,15.3,15.3,2,1,5.4,8,8,8,"",5.4,8,8,8,"",4.5,7,7,6,"","","","","","","","","","","","","","","","",9,null,"SBH59",1,1,1,1,1]
["SAH69A","10kW以上","A",69,310,21.39,16.200000000000003,16.2,3,"",5.4,8,8,7,"",5.4,8,8,7,"",5.4,8,8,7,"","","","","","","","","","","","","","","","",9,null,"SBH60",1,1,1,1,1]
["SAH70A","10kW以上","A",70,310,21.7,16.200000000000003,16.2,3,"",5.4,8,8,8,"",5.4,8,8,7,"",5.4,8,8,7,"","","","","","","","","","","","","","","","",9,null,"SBH61",1,"",1,"",1]
["SAH71A","10kW以上","A",71,310,22.01,16.200000000000003,16.2,3,"",5.4,8,8,8,"",5.4,8,8,8,"",5.4,8,8,7,"","","","","","","","","","","","","","","","",9,null,"SBH62",1,"",1,1,1]
["SAH72A","10kW以上","A",72,310,22.32,16.200000000000003,16.2,3,"",5.4,8,8,8,"",5.4,8,8,8,"",5.4,8,8,8,"","","","","","","","","","","","","","","","",9,null,"SBH63",1,"",1,1,1]
["SAH76A","10kW以上","A",76,310,23.56,18.899999999999999,18.899999999999999,1,3,5.4,8,null,7,7,4.5,9,"",9,"",4.5,9,"",9,"",4.5,9,"",9,null,"","","","","","","","","","",9,null,"SBH64",1,1,1,1,1]
["SAH77A","10kW以上","A",77,310,23.87,18.899999999999999,18.899999999999999,1,3,5.4,8,null,7,7,4.5,7,"",6,6,4.5,9,"",9,"",4.5,9,"",9,"","","","","","","","","","","",10,null,"SBH65",1,1,1,1,1]
["SAH78A","10kW以上","A",78,310,24.18,18.899999999999999,18.899999999999999,1,3,5.4,8,null,7,7,4.5,7,"",6,6,4.5,7,"",6,6,4.5,9,"",9,"","","","","","","","","","","",11,null,"SBH66",1,1,1,1,1]
["SAH79A","10kW以上","A",79,310,24.49,18.899999999999999,18.899999999999999,1,3,5.4,8,null,7,7,4.5,7,"",6,6,4.5,7,"",6,6,4.5,7,"",6,6,"","","","","","","","","","",12,null,"SBH67",1,1,1,1,1]
["SAH80A","10kW以上","A",80,310,24.8,18.899999999999999,18.899999999999999,1,3,5.4,8,8,7,"",4.5,7,"",6,6,4.5,7,"",6,6,4.5,7,"",6,6,"","","","","","","","","","",12,null,"SBH68",1,1,1,1,1]
["SAH81A","10kW以上","A",81,310,25.11,18.899999999999999,18.899999999999999,1,3,5.4,8,8,7,"",4.5,7,7,6,"",4.5,7,"",6,6,4.5,7,"",6,6,"","","","","","","","","","",12,null,"SBH69",1,1,1,1,1]
["SAH82A","10kW以上","A",82,310,25.42,18.899999999999999,18.899999999999999,1,3,5.4,8,8,7,"",4.5,7,7,6,"",4.5,7,7,6,"",4.5,7,"",6,6,"","","","","","","","","","",12,null,"SBH70",1,1,1,1,1]
["SAH83A","10kW以上","A",83,310,25.73,18.899999999999999,18.899999999999999,1,3,5.4,8,8,7,"",4.5,7,7,6,"",4.5,7,7,6,"",4.5,7,7,6,"","","","","","","","","","","",12,null,"SBH71",1,1,1,1,1]
["SAH84A","10kW以上","A",84,310,26.04,18.899999999999999,18.899999999999999,1,3,5.4,8,8,8,"",4.5,7,7,6,"",4.5,7,7,6,"",4.5,7,7,6,"","","","","","","","","","","",12,null,"SBH72",1,1,1,1,1]
["SAH85A","10kW以上","A",85,310,26.35,19.8,19.8,2,2,5.4,8,8,7,"",5.4,8,8,7,"",4.5,7,7,6,"",4.5,7,"",6,6,"","","","","","","","","","",12,null,"SBH73",1,1,1,1,1]
["SAH86A","10kW以上","A",86,310,26.66,19.8,19.8,2,2,5.4,8,8,7,"",5.4,8,8,7,"",4.5,7,7,6,"",4.5,7,7,6,"","","","","","","","","","","",12,null,"SBH74",1,1,1,1,1]
["SAH87A","10kW以上","A",87,310,26.97,19.8,19.8,2,2,5.4,8,8,8,"",5.4,8,8,7,"",4.5,7,7,6,"",4.5,7,7,6,"","","","","","","","","","","",12,null,"SBH75",1,1,1,1,1]
["SAH88A","10kW以上","A",88,310,27.28,19.8,19.8,2,2,5.4,8,8,8,"",5.4,8,8,8,"",4.5,7,7,6,"",4.5,7,7,6,"","","","","","","","","","","",12,null,"SBH76",1,1,1,1,1]
["SAH89A","10kW以上","A",89,310,27.59,20.700000000000003,20.7,3,1,5.4,8,8,7,"",5.4,8,8,7,"",5.4,8,8,7,"",4.5,7,7,6,"","","","","","","","","","","",12,null,"SBH77",1,1,1,1,1]
["SAH90A","10kW以上","A",90,310,27.9,20.700000000000003,20.7,3,1,5.4,8,8,8,"",5.4,8,8,7,"",5.4,8,8,7,"",4.5,7,7,6,"","","","","","","","","","","",12,null,"SBH78",1,1,1,1,1]
["SAH91A","10kW以上","A",91,310,28.21,20.700000000000003,20.7,3,1,5.4,8,8,8,"",5.4,8,8,8,"",5.4,8,8,7,"",4.5,7,7,6,"","","","","","","","","","","",12,null,"SBH79",1,1,1,1,1]
["SAH92A","10kW以上","A",92,310,28.52,20.700000000000003,20.7,3,1,5.4,8,8,8,"",5.4,8,8,8,"",5.4,8,8,8,"",4.5,7,7,6,"","","","","","","","","","","",12,null,"SBH80",1,1,1,1,1]
["SAH93A","10kW以上","A",93,310,28.83,21.6,21.6,4,"",5.4,8,8,8,"",5.4,8,8,7,"",5.4,8,8,7,"",5.4,8,8,7,"","","","","","","","","","","",12,null,"SBH81",1,"",1,1,1]
["SAH94A","10kW以上","A",94,310,29.14,21.6,21.6,4,"",5.4,8,8,8,"",5.4,8,8,8,"",5.4,8,8,7,"",5.4,8,8,7,"","","","","","","","","","","",12,null,"SBH82",1,1,1,1,1]
["SAH95A","10kW以上","A",95,310,29.45,21.6,21.6,4,"",5.4,8,8,8,"",5.4,8,8,8,"",5.4,8,8,8,"",5.4,8,8,7,"","","","","","","","","","","",12,null,"SBH83",1,1,1,1,1]
["SAH96A","10kW以上","A",96,310,29.76,21.6,21.6,4,"",5.4,8,8,8,"",5.4,8,8,8,"",5.4,8,8,8,"",5.4,8,8,8,"","","","","","","","","","","",12,null,"SBH84",1,1,1,1,1]
["SAH97A","10kW以上","A",97,310,30.07,24.3,24.3,2,3,5.4,8,null,7,7,5.4,8,null,7,7,4.5,9,"",9,"",4.5,9,"",9,"",4.5,9,"",8,"","","","","","",12,null,"SBH85",1,1,1,1,""]
["SAH98A","10kW以上","A",98,310,30.38,24.3,24.3,2,3,5.4,8,null,7,7,5.4,8,null,7,7,4.5,9,"",9,"",4.5,9,"",9,"",4.5,9,"",9,"","","","","","",12,null,"SBH86",1,1,1,1,""]
["SAH99A","10kW以上","A",99,310,30.69,24.3,24.3,2,3,5.4,8,8,7,null,5.4,8,null,7,7,4.5,9,"",9,"",4.5,9,"",9,"",4.5,9,"",9,"","","","","","",12,null,"SBH87",1,1,1,1,""]
["SAH100A","10kW以上","A",100,310,31,24.3,24.3,2,3,5.4,8,8,7,"",5.4,8,8,7,"",4.5,9,"",9,"",4.5,9,"",9,"",4.5,9,"",9,"","","","","","",12,null,"SBH88",1,1,1,1,""]
["SAH101A","10kW以上","A",101,310,31.31,24.3,24.3,2,3,5.4,8,8,7,"",5.4,8,8,7,"",4.5,7,"",6,6,4.5,9,"",9,"",4.5,9,"",9,"","","","","","",13,null,"SBH89",1,1,1,1,""]
["SAH102A","10kW以上","A",102,310,31.62,24.3,24.3,2,3,5.4,8,8,7,"",5.4,8,8,7,"",4.5,7,"",6,6,4.5,7,"",6,6,4.5,9,"",9,"","","","","","",14,null,"SBH90",1,1,1,1,""]
["SAH103A","10kW以上","A",103,310,31.93,24.3,24.3,2,3,5.4,8,8,7,"",5.4,8,8,7,null,4.5,7,"",6,6,4.5,7,"",6,6,4.5,7,"",6,6,"","","","","",15,null,"SBH91",1,1,1,"",""]
["SAH104A","10kW以上","A",104,310,32.24,24.3,24.3,2,3,5.4,8,8,8,"",5.4,8,8,7,"",4.5,7,"",6,6,4.5,7,"",6,6,4.5,7,"",6,6,"","","","","",15,null,"SBH92",1,1,1,"",""]
["SAH105A","10kW以上","A",105,310,32.549999999999997,24.3,24.3,2,3,5.4,8,8,8,"",5.4,8,8,7,"",4.5,7,7,6,"",4.5,7,"",6,6,4.5,7,"",6,6,"","","","","",15,null,"SBH93",1,1,1,"",""]
["SAH106A","10kW以上","A",106,310,32.86,24.3,24.3,2,3,5.4,8,8,8,"",5.4,8,8,7,"",4.5,7,7,6,"",4.5,7,7,6,"",4.5,7,"",6,6,"","","","","",15,null,"SBH94",1,1,1,"",""]
["SAH107A","10kW以上","A",107,310,33.17,24.3,24.3,2,3,5.4,8,8,8,"",5.4,8,8,7,"",4.5,7,7,6,"",4.5,7,7,6,"",4.5,7,7,6,"","","","","","",15,null,"SBH95",1,1,1,"",""]
["SAH108A","10kW以上","A",108,310,33.479999999999997,24.3,24.3,2,3,5.4,8,8,8,"",5.4,8,8,8,"",4.5,7,7,6,"",4.5,7,7,6,"",4.5,7,7,6,"","","","","","",15,null,"SBH96",1,1,1,"",""]
["SAH109A","10kW以上","A",109,310,33.79,25.200000000000003,25.2,3,2,5.4,8,8,8,"",5.4,8,8,8,"",5.4,8,8,7,"",4.5,7,"",6,6,4.5,7,"",6,6,"","","","","",15,null,"SBH97",1,1,1,"",""]
["SAH110A","10kW以上","A",110,310,34.1,25.200000000000003,25.2,3,2,5.4,8,8,8,"",5.4,8,8,8,"",5.4,8,8,8,"",4.5,7,"",6,6,4.5,7,"",6,6,"","","","","",15,null,"SBH98",1,1,1,"",""]
["SAH111A","10kW以上","A",111,310,34.409999999999997,25.200000000000003,25.2,3,2,5.4,8,8,8,"",5.4,8,8,8,"",5.4,8,8,8,"",4.5,7,7,6,"",4.5,7,"",6,6,"","","","","",15,null,"SBH99",1,1,1,"",""]
["SAH112A","10kW以上","A",112,310,34.72,25.200000000000003,25.2,3,2,5.4,8,8,8,"",5.4,8,8,8,"",5.4,8,8,8,"",4.5,7,7,6,"",4.5,7,7,6,"","","","","","",15,null,"SBH100",1,1,1,"",""]
["SAH113A","10kW以上","A",113,310,35.03,26.1,26.1,4,1,5.4,8,8,8,"",5.4,8,8,8,"",5.4,8,8,7,"",5.4,8,8,7,"",4.5,7,"",6,6,"","","","","",15,null,"SBH101",1,1,1,"",""]
["SAH114A","10kW以上","A",114,310,35.340000000000003,26.1,26.1,4,1,5.4,8,8,8,"",5.4,8,8,8,"",5.4,8,8,8,"",5.4,8,8,7,"",4.5,7,"",6,6,"","","","","",15,null,"SBH102",1,1,1,"",""]
["SAH115A","10kW以上","A",115,310,35.65,26.1,26.1,4,1,5.4,8,8,8,"",5.4,8,8,8,"",5.4,8,8,8,"",5.4,8,8,8,"",4.5,7,"",6,6,"","","","","",15,null,"SBH103",1,1,1,"",""]
["SAH116A","10kW以上","A",116,310,35.96,26.1,26.1,4,1,5.4,8,8,8,"",5.4,8,8,8,"",5.4,8,8,8,"",5.4,8,8,8,"",4.5,7,7,6,"","","","","","",15,null,"SBH104",1,1,1,"",""]
["SAH117A","10kW以上","A",117,310,36.270000000000003,27,27,5,"",5.4,8,8,8,"",5.4,8,8,8,"",5.4,8,8,7,"",5.4,8,8,7,"",5.4,8,8,7,"","","","","","",15,null,"SBH105",1,1,1,"",""]
["SAH118A","10kW以上","A",118,310,36.58,27,27,5,"",5.4,8,8,8,"",5.4,8,8,8,"",5.4,8,8,8,"",5.4,8,8,7,"",5.4,8,8,7,"","","","","","",15,null,"SBH106",1,1,1,"",""]
["SAH119A","10kW以上","A",119,310,36.89,27,27,5,"",5.4,8,8,8,"",5.4,8,8,8,"",5.4,8,8,8,"",5.4,8,8,8,"",5.4,8,8,7,"","","","","","",15,null,"SBH107",1,1,1,"",""]
["SAH120A","10kW以上","A",120,310,37.200000000000003,27,27,5,"",5.4,8,8,8,"",5.4,8,8,8,"",5.4,8,8,8,"",5.4,8,8,8,"",5.4,8,8,8,"","","","","","",15,null,"SBH108",1,1,1,"",""]
["SBL12E","10kW未満","E",12,325,3.9,5.4,3.9,1,"",5.4,6,"",6,"","",null,null,null,null,null,null,null,null,null,null,null,null,null,null,null,null,null,null,null,null,null,null,null,null,2,null,"SBH109",1,1,"","",""]
["SBL13E","10kW未満","E",13,325,4.2249999999999996,5.4,4.2,1,"",5.4,7,"",6,"","","","","","",null,null,null,null,null,null,null,null,null,null,null,null,null,null,null,null,null,null,null,null,2,null,"SBH110",1,1,"","",""]
["SBL14E","10kW未満","E",14,325,4.55,5.4,4.5,1,"",5.4,7,"",7,"","","","","","",null,null,null,null,null,null,null,null,null,null,null,null,null,null,null,null,null,null,null,null,2,null,"SBH111",1,1,"","",""]
["SBL20E","10kW未満","E",20,325,6.5,9,6.5,"",2,4.5,5,"",5,"",4.5,5,"",5,"",null,null,null,null,null,null,null,null,null,null,null,null,null,null,null,null,null,null,null,null,4,null,"SBH112",1,1,"","",""]
["SBL21E","10kW未満","E",21,325,6.8250000000000002,9,6.8,"",2,4.5,6,"",5,"",4.5,5,"",5,"",null,null,null,null,null,null,null,null,null,null,null,null,null,null,null,null,null,null,null,null,4,null,"SBH113",1,1,"","",""]
["SBL22E","10kW未満","E",22,325,7.15,9,7.1,"",2,4.5,6,"",5,"",4.5,6,"",5,"",null,null,null,null,null,null,null,null,null,null,null,null,null,null,null,null,null,null,null,null,4,null,"SBH114",1,1,"","",""]
["SBL23E","10kW未満","E",23,325,7.4749999999999996,9.9,7.4,1,1,5.4,6,"",6,"",4.5,6,"",5,"",null,null,null,null,null,null,null,null,null,null,null,null,null,null,null,null,null,null,null,null,4,null,"SBH115",1,1,"","",""]
["SBL24E","10kW未満","E",24,325,7.8,10.8,7.8,2,"",5.4,6,"",6,"",5.4,6,"",6,"",null,null,null,null,null,null,null,null,null,null,null,null,null,null,null,null,null,null,null,null,4,null,"SBH116",1,1,"","",""]
["SBL25E","10kW未満","E",25,325,8.125,10.8,8.1,2,"",5.4,7,"",7,"",5.4,6,"",5,"",null,null,null,null,null,null,null,null,null,null,null,null,null,null,null,null,null,null,null,null,4,null,"SBH117",1,1,"","",""]
["SBL26E","10kW未満","E",26,325,8.4499999999999993,10.8,8.4,2,"",5.4,7,"",7,"",5.4,6,"",6,"",null,null,null,null,null,null,null,null,null,null,null,null,null,null,null,null,null,null,null,null,4,null,"SBH118",1,1,"","",""]
["SBL27E","10kW未満","E",27,325,8.7750000000000004,10.8,8.6999999999999993,2,"",5.4,7,"",7,"",5.4,7,"",6,"",null,null,null,null,null,null,null,null,null,null,null,null,null,null,null,null,null,null,null,null,4,null,"SBH119",1,1,"","",""]
["SBL28E","10kW未満","E",28,325,9.1,10.8,9.1,2,"",5.4,7,"",7,"",5.4,7,"",7,"",null,null,null,null,null,null,null,null,null,null,null,null,null,null,null,null,null,null,null,null,4,null,"SBH120",1,1,"","",""]
["SBH31E","10kW以上","E",31,325,10.074999999999999,13.5,10,"",3,4.5,6,"",5,"",4.5,5,"",5,"",4.5,5,"",5,"",null,null,null,null,null,null,null,null,null,null,null,null,null,null,null,6,null,"SCH29","","",1,"",1]
["SBH32E","10kW以上","E",32,325,10.4,13.5,10.4,"",3,4.5,6,"",5,"",4.5,6,"",5,"",4.5,5,"",5,"",null,null,null,null,null,null,null,null,null,null,null,null,null,null,null,6,null,"SCH30","","",1,"",1]
["SBH33E","10kW以上","E",33,325,10.725,13.5,10.7,"",3,4.5,6,"",5,"",4.5,6,"",5,"",4.5,6,"",5,"",null,null,null,null,null,null,null,null,null,null,null,null,null,null,null,6,null,"SCH31","","",1,"",1]
["SBH34E","10kW以上","E",34,325,11.05,14.4,11,1,2,5.4,7,"",7,"",4.5,5,"",5,"",4.5,5,"",5,"",null,null,null,null,null,null,null,null,null,null,null,null,null,null,null,6,null,"SCH32","","",1,"",1]
["SBH35E","10kW以上","E",35,325,11.375,14.4,11.3,1,2,5.4,7,"",7,"",4.5,6,"",5,"",4.5,5,"",5,"",null,null,null,null,null,null,null,null,null,null,null,null,null,null,null,6,null,"SCH33","","",1,"",1]
["SBH36E","10kW以上","E",36,325,11.7,14.4,11.7,1,2,5.4,7,"",7,"",4.5,6,"",5,"",4.5,6,"",5,"",null,null,null,null,null,null,null,null,null,null,null,null,null,null,null,6,null,"SCH34","","",1,1,1]
["SBH37E","10kW以上","E",37,325,12.025,15.3,12,2,1,5.4,7,"",7,"",5.4,7,"",6,"",4.5,5,"",5,"",null,null,null,null,null,null,null,null,null,null,null,null,null,null,null,6,null,"SCH35","",1,"",1,1]
["SBH38E","10kW以上","E",38,325,12.35,15.3,12.3,2,1,5.4,7,"",7,"",5.4,7,"",7,"",4.5,5,"",5,"",null,null,null,null,null,null,null,null,null,null,null,null,null,null,null,6,null,"SCH36","",1,"",1,1]
["SBH39E","10kW以上","E",39,325,12.675000000000001,15.3,12.6,2,1,5.4,7,"",7,"",5.4,7,"",7,"",4.5,6,"",5,"",null,null,null,null,null,null,null,null,null,null,null,null,null,null,null,6,null,"SCH37","",1,1,1,1]
["SBH40E","10kW以上","E",40,325,13,16.200000000000003,13,3,"",5.4,7,"",7,"",5.4,7,"",6,"",5.4,7,"",6,"",null,null,null,null,null,null,null,null,null,null,null,null,null,null,null,6,null,"SCH38","",1,1,1,1]
["SBH41E","10kW以上","E",41,325,13.324999999999999,16.200000000000003,13.3,3,"",5.4,7,"",7,"",5.4,7,"",7,"",5.4,7,"",6,"",null,null,null,null,null,null,null,null,null,null,null,null,null,null,null,6,null,"SCH39",1,"",1,1,1]
["SBH42E","10kW以上","E",42,325,13.65,16.200000000000003,13.6,3,"",5.4,7,"",7,"",5.4,7,"",7,"",5.4,7,"",7,"",null,null,null,null,null,null,null,null,null,null,null,null,null,null,null,6,null,"SCH40",1,"",1,1,1]
["SBH43E","10kW以上","E",43,325,13.975,18.899999999999999,13.9,1,3,5.4,7,"",6,"",4.5,5,"",5,"",4.5,5,"",5,"",4.5,5,"",5,"",null,null,null,null,null,null,null,null,null,null,8,null,"SCH41",1,"",1,1,1]
["SBH44E","10kW以上","E",44,325,14.3,18.899999999999999,14.3,1,3,5.4,7,"",7,"",4.5,5,"",5,"",4.5,5,"",5,"",4.5,5,"",5,"",null,null,null,null,null,null,null,null,null,null,8,null,"SCH42",1,"",1,1,1]
["SBH45E","10kW以上","E",45,325,14.625,18.899999999999999,14.6,1,3,5.4,7,"",7,"",4.5,6,"",5,"",4.5,5,"",5,"",4.5,5,"",5,"",null,null,null,null,null,null,null,null,null,null,8,null,"SCH43",1,1,1,"",1]
["SBH46E","10kW以上","E",46,325,14.95,18.899999999999999,14.9,1,3,5.4,7,"",7,"",4.5,6,"",5,"",4.5,6,"",5,"",4.5,5,"",5,"",null,null,null,null,null,null,null,null,null,null,8,null,"SCH44",1,1,1,"",1]
["SBH47E","10kW以上","E",47,325,15.275,18.899999999999999,15.2,1,3,5.4,7,"",7,"",4.5,6,"",5,"",4.5,6,"",5,"",4.5,6,"",5,"",null,null,null,null,null,null,null,null,null,null,8,null,"SCH45","",1,1,"",1]
["SBH48E","10kW以上","E",48,325,15.6,19.8,15.6,2,2,5.4,7,"",7,"",5.4,7,"",7,"",4.5,5,"",5,"",4.5,5,"",5,"",null,null,null,null,null,null,null,null,null,null,8,null,"SCH46","",1,1,"",1]
["SBH49E","10kW以上","E",49,325,15.925000000000001,19.8,15.9,2,2,5.4,7,"",7,"",5.4,7,"",7,"",4.5,6,"",5,"",4.5,5,"",5,"",null,null,null,null,null,null,null,null,null,null,8,null,"SCH47","",1,1,1,1]
["SBH50E","10kW以上","E",50,325,16.25,19.8,16.2,2,2,5.4,7,"",7,"",5.4,7,"",7,"",4.5,6,"",5,"",4.5,6,"",5,"",null,null,null,null,null,null,null,null,null,null,8,null,"SCH48","",1,1,1,1]
["SBH51E","10kW以上","E",51,325,16.574999999999999,20.700000000000003,16.5,3,1,5.4,7,"",7,"",5.4,7,"",7,"",5.4,7,"",6,"",4.5,5,"",5,"",null,null,null,null,null,null,null,null,null,null,8,null,"SCH49",1,1,1,1,1]
["SBH52E","10kW以上","E",52,325,16.899999999999999,20.700000000000003,16.899999999999999,3,1,5.4,7,"",7,"",5.4,7,"",7,"",5.4,7,"",7,"",4.5,5,"",5,"",null,null,null,null,null,null,null,null,null,null,8,null,"SCH50",1,1,1,1,1]
["SBH53E","10kW以上","E",53,325,17.225000000000001,20.700000000000003,17.2,3,1,5.4,7,"",7,"",5.4,7,"",7,"",5.4,7,"",7,"",4.5,6,"",5,"",null,null,null,null,null,null,null,null,null,null,8,null,"SCH51",1,1,1,1,1]
["SBH54E","10kW以上","E",54,325,17.55,21.6,17.5,4,"",5.4,7,"",7,"",5.4,7,"",7,"",5.4,7,"",6,"",5.4,7,"",6,"",null,null,null,null,null,null,null,null,null,null,8,null,"SCH52",1,1,1,1,1]
["SBH55E","10kW以上","E",55,325,17.875,21.6,17.8,4,"",5.4,7,"",7,"",5.4,7,"",7,"",5.4,7,"",7,"",5.4,7,"",6,"",null,null,null,null,null,null,null,null,null,null,8,null,"SCH53",1,1,1,1,1]
["SBH56E","10kW以上","E",56,325,18.2,21.6,18.2,4,"",5.4,7,"",7,"",5.4,7,"",7,"",5.4,7,"",7,"",5.4,7,"",7,"",null,null,null,null,null,null,null,null,null,null,8,null,"SCH54",1,1,1,1,1]
["SBH57E","10kW以上","E",57,325,18.524999999999999,24.3,18.5,2,3,5.4,7,"",7,"",5.4,7,"",6,"",4.5,5,"",5,"",4.5,5,"",5,"",4.5,5,"",5,"",null,null,null,null,null,10,null,"SCH55",1,1,1,1,1]
["SBH58E","10kW以上","E",58,325,18.850000000000001,24.3,18.8,2,3,5.4,7,"",7,"",5.4,7,"",7,"",4.5,5,"",5,"",4.5,5,"",5,"",4.5,5,"",5,"",null,null,null,null,null,10,null,"SCH56",1,1,1,1,1]
["SBH59E","10kW以上","E",59,325,19.175000000000001,24.3,19.100000000000001,2,3,5.4,7,"",7,"",5.4,7,"",7,"",4.5,6,"",5,"",4.5,5,"",5,"",4.5,5,"",5,"",null,null,null,null,null,10,null,"SCH57",1,1,1,"",1]
["SBH60E","10kW以上","E",60,325,19.5,24.3,19.5,2,3,5.4,7,"",7,"",5.4,7,"",7,"",4.5,6,"",5,"",4.5,6,"",5,"",4.5,5,"",5,"",null,null,null,null,null,10,null,"SCH58",1,"",1,"",1]
["SBH61E","10kW以上","E",61,325,19.824999999999999,24.3,19.8,2,3,5.4,7,"",7,"",5.4,7,"",7,"",4.5,6,"",5,"",4.5,6,"",5,"",4.5,6,"",5,"",null,null,null,null,null,10,null,"SCH59",1,"",1,"",1]
["SBH62E","10kW以上","E",62,325,20.149999999999999,25.200000000000003,20.100000000000001,3,2,5.4,7,"",7,"",5.4,7,"",7,"",5.4,7,"",7,"",4.5,5,"",5,"",4.5,5,"",5,"",null,null,null,null,null,10,null,"SCH60",1,1,1,1,1]
["SBH63E","10kW以上","E",63,325,20.475000000000001,25.200000000000003,20.399999999999999,3,2,5.4,7,"",7,"",5.4,7,"",7,"",5.4,7,"",7,"",4.5,6,"",5,"",4.5,5,"",5,"",null,null,null,null,null,10,null,"SCH61",1,1,1,1,1]
["SBH64E","10kW以上","E",64,325,20.8,25.200000000000003,20.8,3,2,5.4,7,"",7,"",5.4,7,"",7,"",5.4,7,"",7,"",4.5,6,"",5,"",4.5,6,"",5,"",null,null,null,null,null,10,null,"SCH62",1,1,1,1,1]
["SBH65E","10kW以上","E",65,325,21.125,26.1,21.1,4,1,5.4,7,"",7,"",5.4,7,"",7,"",5.4,7,"",7,"",5.4,7,"",6,"",4.5,5,"",5,"",null,null,null,null,null,10,null,"SCH63",1,1,1,1,1]
["SBH66E","10kW以上","E",66,325,21.45,26.1,21.4,4,1,5.4,7,"",7,"",5.4,7,"",7,"",5.4,7,"",7,"",5.4,7,"",7,"",4.5,5,"",5,"",null,null,null,null,null,10,null,"SCH64",1,1,1,1,1]
["SBH67E","10kW以上","E",67,325,21.774999999999999,26.1,21.7,4,1,5.4,7,"",7,"",5.4,7,"",7,"",5.4,7,"",7,"",5.4,7,"",7,"",4.5,6,"",5,"",null,null,null,null,null,10,null,"SCH65",1,1,1,1,1]
["SBH68E","10kW以上","E",68,325,22.1,27,22.1,5,"",5.4,7,"",7,"",5.4,7,"",7,"",5.4,7,"",7,"",5.4,7,"",6,"",5.4,7,"",6,"",null,null,null,null,null,10,null,"SCH66",1,1,1,1,1]
["SBH69E","10kW以上","E",69,325,22.425000000000001,27,22.4,5,"",5.4,7,"",7,"",5.4,7,"",7,"",5.4,7,"",7,"",5.4,7,"",7,"",5.4,7,"",6,"",null,null,null,null,null,10,null,"SCH67","",1,1,1,1]
["SBH70E","10kW以上","E",70,325,22.75,27,22.7,5,"",5.4,7,"",7,"",5.4,7,"",7,"",5.4,7,"",7,"",5.4,7,"",7,"",5.4,7,"",7,"",null,null,null,null,null,10,null,"SCH68","",1,1,1,1]
["SBH71E","10kW以上","E",71,325,23.074999999999999,29.700000000000003,23,3,3,5.4,7,"",7,"",5.4,7,"",7,"",5.4,7,"",6,"",4.5,5,"",5,"",4.5,5,"",5,"",4.5,5,"",5,"",12,null,"SCH69",1,1,1,1,1]
["SBH72E","10kW以上","E",72,325,23.4,29.700000000000003,23.4,3,3,5.4,7,"",7,"",5.4,7,"",7,"",5.4,7,"",7,"",4.5,5,"",5,"",4.5,5,"",5,"",4.5,5,"",5,"",12,null,"SCH70",1,1,1,1,1]
["SBH73E","10kW以上","E",73,325,23.725000000000001,29.700000000000003,23.7,3,3,5.4,7,"",7,"",5.4,7,"",7,"",5.4,7,"",7,"",4.5,6,"",5,"",4.5,5,"",5,"",4.5,5,"",5,"",12,null,"SCH71",1,1,1,"",1]
["SBH74E","10kW以上","E",74,325,24.05,29.700000000000003,24,3,3,5.4,7,"",7,"",5.4,7,"",7,"",5.4,7,"",7,"",4.5,6,"",5,"",4.5,6,"",5,"",4.5,5,"",5,"",12,null,"SCH72",1,1,1,"",1]
["SBH75E","10kW以上","E",75,325,24.375,29.700000000000003,24.3,3,3,5.4,7,"",7,"",5.4,7,"",7,"",5.4,7,"",7,"",4.5,6,"",5,"",4.5,6,"",5,"",4.5,6,"",5,"",12,null,"SCH73",1,1,1,1,1]
["SBH76E","10kW以上","E",76,325,24.7,30.6,24.7,4,2,5.4,7,"",7,"",5.4,7,"",7,"",5.4,7,"",7,"",5.4,7,"",7,"",4.5,5,"",5,"",4.5,5,"",5,"",12,null,"SCH74",1,1,1,1,1]
["SBH77E","10kW以上","E",77,325,25.024999999999999,30.6,25,4,2,5.4,7,"",7,"",5.4,7,"",7,"",5.4,7,"",7,"",5.4,7,"",7,"",4.5,6,"",5,"",4.5,5,"",5,"",12,null,"SCH75",1,1,1,1,1]
["SBH78E","10kW以上","E",78,325,25.35,30.6,25.3,4,2,5.4,7,"",7,"",5.4,7,"",7,"",5.4,7,"",7,"",5.4,7,"",7,"",4.5,6,"",5,"",4.5,6,"",5,"",12,null,"SCH76",1,1,1,1,1]
["SBH79E","10kW以上","E",79,325,25.675000000000001,31.5,25.6,5,1,5.4,7,"",7,"",5.4,7,"",7,"",5.4,7,"",7,"",5.4,7,"",7,"",5.4,7,"",6,"",4.5,5,"",5,"",12,null,"SCH77",1,1,1,1,1]
["SBH80E","10kW以上","E",80,325,26,31.5,26,5,1,5.4,7,"",7,"",5.4,7,"",7,"",5.4,7,"",7,"",5.4,7,"",7,"",5.4,7,"",7,"",4.5,5,"",5,"",12,null,"SCH78",1,1,1,1,1]
["SBH81E","10kW以上","E",81,325,26.324999999999999,31.5,26.3,5,1,5.4,7,"",7,"",5.4,7,"",7,"",5.4,7,"",7,"",5.4,7,"",7,"",5.4,7,"",7,"",4.5,6,"",5,"",12,null,"SCH79",1,1,1,1,""]
["SBH82E","10kW以上","E",82,325,26.65,32.400000000000006,26.6,6,"",5.4,7,"",7,"",5.4,7,"",7,"",5.4,7,"",7,"",5.4,7,"",7,"",5.4,7,"",6,"",5.4,7,"",6,"",12,null,"SCH80",1,1,1,1,""]
["SBH83E","10kW以上","E",83,325,26.975000000000001,32.400000000000006,26.9,6,"",5.4,7,"",7,"",5.4,7,"",7,"",5.4,7,"",7,"",5.4,7,"",7,"",5.4,7,"",7,"",5.4,7,"",6,"",12,null,"SCH81",1,1,1,1,""]
["SBH84E","10kW以上","E",84,325,27.3,32.400000000000006,27.3,6,"",5.4,7,"",7,"",5.4,7,"",7,"",5.4,7,"",7,"",5.4,7,"",7,"",5.4,7,"",7,"",5.4,7,"",7,"",12,null,"SCH82",1,1,1,1,""]
["SBL12D","10kW未満","D",12,325,3.9,4.5,3.9,"",1,4.5,6,"",6,"","","","","","","","","","","","","","","","","","","","","","","","","","",2,null,"SCH83",1,1,1,1,""]
["SBL13D","10kW未満","D",13,325,4.2249999999999996,4.5,4.2,"",1,4.5,7,"",6,"","","","","","","","","","","","","","","","","","","","","","","","","","",2,null,"SCH84",1,1,1,1,""]
["SBL15D","10kW未満","D",15,325,4.875,5.4,4.8,1,"",5.4,8,"",7,"","","","","","","","","","","","","","","","","","","","","","","","","","",2,null,"SCH85",1,1,1,"",""]
["SBL23D","10kW未満","D",23,325,7.4749999999999996,9,7.4,"",2,4.5,6,"",6,"",4.5,6,"",5,"","","","","","","","","","","","","","","","","","","","","",4,null,"SCH86",1,1,1,"",""]
["SBL24D","10kW未満","D",24,325,7.8,9,7.8,"",2,4.5,6,"",6,"",4.5,6,"",6,"","","","","","","","","","","","","","","","","","","","","",4,null,"SCH87",1,1,1,"",""]
["SBL25D","10kW未満","D",25,325,8.125,9,8.1,"",2,4.5,7,"",6,"",4.5,6,"",6,"","","","","","","","","","","","","","","","","","","","","",4,null,"SCH88",1,1,1,"",""]
["SBL26D","10kW未満","D",26,325,8.4499999999999993,9,8.4,"",2,4.5,7,"",6,"",4.5,7,"",6,"","","","","","","","","","","","","","","","","","","","","",4,null,"SCH89",1,1,1,"",""]
["SBL27D","10kW未満","D",27,325,8.7750000000000004,9.9,8.6999999999999993,1,1,5.4,8,"",7,"",4.5,6,"",6,"","","","","","","","","","","","","","","","","","","","","",4,null,"SCH90",1,1,1,"",""]
["SBL28D","10kW未満","D",28,325,9.1,9.9,9.1,1,1,5.4,8,"",7,"",4.5,7,"",6,"","","","","","","","","","","","","","","","","","","","","",4,null,"SCH91",1,1,1,"",""]
["SBL29D","10kW未満","D",29,325,9.4250000000000007,10.8,9.4,2,"",5.4,8,"",7,"",5.4,7,"",7,"","","","","","","","","","","","","","","","","","","","","",4,null,"SCH92",1,1,1,"",""]
["SBL30D","10kW未満","D",30,325,9.75,10.8,9.6999999999999993,2,"",5.4,8,"",7,"",5.4,8,"",7,"","","","","","","","","","","","","","","","","","","","","",4,null,"SCH93",1,1,1,"",""]
["SBH37D","10kW以上","D",37,325,12.025,13.5,12,"",3,4.5,7,"",6,"",4.5,6,"",6,"",4.5,6,"",6,"","","","","","","","","","","","","","","","",6,null,"SCH94",1,1,1,"",""]
["SBH38D","10kW以上","D",38,325,12.35,13.5,12.3,"",3,4.5,7,"",6,"",4.5,7,"",6,"",4.5,6,"",6,"",null,null,null,null,null,null,null,null,null,null,null,null,null,null,null,6,null,"SCH95",1,1,1,"",""]
["SBH39D","10kW以上","D",39,325,12.675000000000001,13.5,12.6,"",3,4.5,7,"",6,"",4.5,7,"",6,"",4.5,7,"",6,"",null,null,null,null,null,null,null,null,null,null,null,null,null,null,null,6,null,"SCH96",1,1,1,"",""]
["SBH40D","10kW以上","D",40,325,13,14.4,13,1,2,5.4,8,"",7,"",4.5,7,"",6,"",4.5,6,"",6,"",null,null,null,null,null,null,null,null,null,null,null,null,null,null,null,6,null,"SCH97",1,1,1,"",""]
["SBH41D","10kW以上","D",41,325,13.324999999999999,14.4,13.3,1,2,5.4,8,"",7,"",4.5,7,"",6,"",4.5,7,"",6,"",null,null,null,null,null,null,null,null,null,null,null,null,null,null,null,6,null,"SCH98",1,1,1,"",""]
["SBH42D","10kW以上","D",42,325,13.65,15.3,13.6,2,1,5.4,8,"",7,"",5.4,8,"",7,"",4.5,6,"",6,"",null,null,null,null,null,null,null,null,null,null,null,null,null,null,null,6,null,"SCH99",1,1,1,"",""]
["SBH43D","10kW以上","D",43,325,13.975,15.3,13.9,2,1,5.4,8,"",7,"",5.4,8,"",7,"",4.5,7,"",6,"",null,null,null,null,null,null,null,null,null,null,null,null,null,null,null,6,null,"SCH100",1,1,1,"",""]
["SBH44D","10kW以上","D",44,325,14.3,16.200000000000003,14.3,3,"",5.4,8,"",7,"",5.4,8,"",7,"",5.4,7,"",7,"",null,null,null,null,null,null,null,null,null,null,null,null,null,null,null,6,null,"SCH101",1,1,1,"",""]
["SBH45D","10kW以上","D",45,325,14.625,16.200000000000003,14.6,3,"",5.4,8,"",7,"",5.4,8,"",7,"",5.4,8,"",7,"",null,null,null,null,null,null,null,null,null,null,null,null,null,null,null,6,null,"SCH102",1,1,1,"",""]
["SBH48D","10kW以上","D",48,325,15.6,18.899999999999999,15.6,1,3,5.4,7,"",7,"",4.5,6,"",6,"",4.5,6,"",5,"",4.5,6,"",5,"",null,null,null,null,null,null,null,null,null,null,8,null,"SCH103",1,1,"","",""]
["SBH49D","10kW以上","D",49,325,15.925000000000001,18.899999999999999,15.9,1,3,5.4,7,"",7,"",4.5,6,"",6,"",4.5,6,"",6,"",4.5,6,"",5,"",null,null,null,null,null,null,null,null,null,null,8,null,"SCH104",1,1,"","",""]
["SBH50D","10kW以上","D",50,325,16.25,18.899999999999999,16.2,1,3,5.4,7,"",7,"",4.5,6,"",6,"",4.5,6,"",6,"",4.5,6,"",6,"",null,null,null,null,null,null,null,null,null,null,8,null,"SCH105",1,1,"","",""]
["SBH51D","10kW以上","D",51,325,16.574999999999999,18.899999999999999,16.5,1,3,5.4,8,"",7,"",4.5,6,"",6,"",4.5,6,"",6,"",4.5,6,"",6,"",null,null,null,null,null,null,null,null,null,null,8,null,"SCH106",1,1,"","",""]
["SBH52D","10kW以上","D",52,325,16.899999999999999,18.899999999999999,16.899999999999999,1,3,5.4,8,"",7,"",4.5,7,"",6,"",4.5,6,"",6,"",4.5,6,"",6,"",null,null,null,null,null,null,null,null,null,null,8,null,"SCH107",1,1,"","",""]
["SBH53D","10kW以上","D",53,325,17.225000000000001,18.899999999999999,17.2,1,3,5.4,8,"",7,"",4.5,7,"",6,"",4.5,7,"",6,"",4.5,6,"",6,"",null,null,null,null,null,null,null,null,null,null,8,null,"SCH108",1,1,"","",""]
["SBH54D","10kW以上","D",54,325,17.55,18.899999999999999,17.5,1,3,5.4,8,"",7,"",4.5,7,"",6,"",4.5,7,"",6,"",4.5,7,"",6,"",null,null,null,null,null,null,null,null,null,null,8,null,"SCH109",1,1,"","",""]
["SBH55D","10kW以上","D",55,325,17.875,19.8,17.8,2,2,5.4,8,"",7,"",5.4,8,"",7,"",4.5,7,"",6,"",4.5,6,"",6,null,null,null,null,null,null,null,null,null,null,null,8,null,"SCH110",1,1,"","",""]
["SBH56D","10kW以上","D",56,325,18.2,19.8,18.2,2,2,5.4,8,"",7,"",5.4,8,"",7,"",4.5,7,"",6,"",4.5,7,"",6,"",null,null,null,null,null,null,null,null,null,null,8,null,"SCH111",1,1,"","",""]
["SBH57D","10kW以上","D",57,325,18.524999999999999,20.700000000000003,18.5,3,1,5.4,8,"",7,"",5.4,8,"",7,"",5.4,8,"",7,"",4.5,6,"",6,null,null,null,null,null,null,null,null,null,null,null,8,null,"SCH112",1,1,"","",""]
["SBH58D","10kW以上","D",58,325,18.850000000000001,20.700000000000003,18.8,3,1,5.4,8,"",7,"",5.4,8,"",7,"",5.4,8,"",7,"",4.5,7,"",6,"",null,null,null,null,null,null,null,null,null,null,8,null,"SCH113",1,1,"","",""]
["SBH59D","10kW以上","D",59,325,19.175000000000001,21.6,19.100000000000001,4,"",5.4,8,"",7,"",5.4,8,"",7,"",5.4,8,"",7,"",5.4,7,"",7,null,null,null,null,null,null,null,null,null,null,null,8,null,"SCH114",1,1,"","",""]
["SBH60D","10kW以上","D",60,325,19.5,21.6,19.5,4,"",5.4,8,"",7,"",5.4,8,"",7,"",5.4,8,"",7,"",5.4,8,"",7,"",null,null,null,null,null,null,null,null,null,null,8,null,"SCH115",1,"","","",""]
["SBH62D","10kW以上","D",62,325,20.149999999999999,24.3,20.100000000000001,2,3,5.4,7,"",7,"",5.4,7,"",7,"",4.5,6,"",6,"",4.5,6,"",5,null,4.5,6,"",5,null,null,null,null,null,null,10,null,"SCH116",1,"","","",""]
["SBH63D","10kW以上","D",63,325,20.475000000000001,24.3,20.399999999999999,2,3,5.4,7,"",7,"",5.4,7,"",7,"",4.5,6,"",6,"",4.5,6,"",6,"",4.5,6,"",5,null,null,null,null,null,null,10,null,"SCH117",1,"","","",""]
["SBH64D","10kW以上","D",64,325,20.8,24.3,20.8,2,3,5.4,7,"",7,"",5.4,7,"",7,"",4.5,6,"",6,"",4.5,6,"",6,"",4.5,6,"",6,null,null,null,null,null,null,10,null,"SCH118",1,"","","",""]
["SBH65D","10kW以上","D",65,325,21.125,24.3,21.1,2,3,5.4,8,"",7,"",5.4,7,"",7,"",4.5,6,"",6,"",4.5,6,"",6,"",4.5,6,"",6,null,null,null,null,null,null,10,null,"SCH119",1,"","","",""]
["SBH66D","10kW以上","D",66,325,21.45,24.3,21.4,2,3,5.4,8,"",7,"",5.4,8,"",7,"",4.5,6,"",6,"",4.5,6,"",6,"",4.5,6,"",6,null,null,null,null,null,null,10,null,"SCH120",1,"","","",""]
["SBH67D","10kW以上","D",67,325,21.774999999999999,24.3,21.7,2,3,5.4,8,"",7,"",5.4,8,"",7,"",4.5,7,"",6,"",4.5,6,"",6,"",4.5,6,"",6,null,null,null,null,null,null,10,null,"SDH29","","","","",""]
["SBH68D","10kW以上","D",68,325,22.1,24.3,22.1,2,3,5.4,8,"",7,"",5.4,8,"",7,"",4.5,7,"",6,"",4.5,7,"",6,"",4.5,6,"",6,null,null,null,null,null,null,10,null,"SDH30","","","","",""]
["SBH69D","10kW以上","D",69,325,22.425000000000001,24.3,22.4,2,3,5.4,8,"",7,"",5.4,8,"",7,"",4.5,7,"",6,"",4.5,7,"",6,"",4.5,7,"",6,null,null,null,null,null,null,10,null,"SDH31","","","","",""]
["SBH70D","10kW以上","D",70,325,22.75,25.200000000000003,22.7,3,2,5.4,8,"",7,"",5.4,8,"",7,"",5.4,8,"",7,"",4.5,7,"",6,"",4.5,6,"",6,null,null,null,null,null,null,10,null,"SDH32","","","","",""]
["SBH71D","10kW以上","D",71,325,23.074999999999999,25.200000000000003,23,3,2,5.4,8,"",7,"",5.4,8,"",7,"",5.4,8,"",7,"",4.5,7,"",6,"",4.5,7,"",6,null,null,null,null,null,null,10,null,"SDH33","","","","",""]
["SBH72D","10kW以上","D",72,325,23.4,26.1,23.4,4,1,5.4,8,"",7,"",5.4,8,"",7,"",5.4,8,"",7,"",5.4,8,"",7,"",4.5,6,"",6,null,null,null,null,null,null,10,null,"SDH34","","","","",""]
["SBH73D","10kW以上","D",73,325,23.725000000000001,26.1,23.7,4,1,5.4,8,"",7,"",5.4,8,"",7,"",5.4,8,"",7,"",5.4,8,"",7,"",4.5,7,"",6,null,null,null,null,null,null,10,null,"SDH35","","","","",""]
["SBH74D","10kW以上","D",74,325,24.05,27,24,5,"",5.4,8,"",7,"",5.4,8,"",7,"",5.4,8,"",7,"",5.4,8,"",7,"",5.4,7,"",7,"",null,null,null,null,null,10,null,"SDH36","","",1,"",1]
["SBH75D","10kW以上","D",75,325,24.375,27,24.3,5,"",5.4,8,"",7,"",5.4,8,"",7,"",5.4,8,"",7,"",5.4,8,"",7,"",5.4,8,"",7,"",null,null,null,null,null,10,null,"SDH37","","",1,"",1]
["SBH76D","10kW以上","D",76,325,24.7,29.700000000000003,24.7,3,3,5.4,7,"",7,"",5.4,7,"",7,"",5.4,7,"",7,"",4.5,6,"",6,"",4.5,6,"",5,"",4.5,6,"",5,"",12,null,"SDH38","","",1,"",1]
["SBH77D","10kW以上","D",77,325,25.024999999999999,29.700000000000003,25,3,3,5.4,7,"",7,"",5.4,7,"",7,"",5.4,7,"",7,"",4.5,6,"",6,"",4.5,6,"",6,"",4.5,6,"",5,"",12,null,"SDH39","","",1,"",1]
["SBH78D","10kW以上","D",78,325,25.35,29.700000000000003,25.3,3,3,5.4,7,"",7,"",5.4,7,"",7,"",5.4,7,"",7,"",4.5,6,"",6,"",4.5,6,"",6,"",4.5,6,"",6,"",12,null,"SDH40","","",1,1,1]
["SBH79D","10kW以上","D",79,325,25.675000000000001,29.700000000000003,25.6,3,3,5.4,8,"",7,"",5.4,7,"",7,"",5.4,7,"",7,"",4.5,6,"",6,"",4.5,6,"",6,"",4.5,6,"",6,"",12,null,"SDH41","",1,"",1,1]
["SBH80D","10kW以上","D",80,325,26,29.700000000000003,26,3,3,5.4,8,"",7,"",5.4,8,"",7,"",5.4,7,"",7,"",4.5,6,"",6,"",4.5,6,"",6,"",4.5,6,"",6,"",12,null,"SDH42","",1,"",1,1]
["SBH81D","10kW以上","D",81,325,26.324999999999999,29.700000000000003,26.3,3,3,5.4,8,"",7,"",5.4,8,"",7,"",5.4,8,"",7,"",4.5,6,"",6,"",4.5,6,"",6,"",4.5,6,"",6,"",12,null,"SDH43","",1,1,1,1]
["SBH82D","10kW以上","D",82,325,26.65,29.700000000000003,26.6,3,3,5.4,8,"",7,"",5.4,8,"",7,"",5.4,8,"",7,"",4.5,7,"",6,"",4.5,6,"",6,"",4.5,6,"",6,"",12,null,"SDH44","",1,1,1,1]
["SBH83D","10kW以上","D",83,325,26.975000000000001,29.700000000000003,26.9,3,3,5.4,8,"",7,"",5.4,8,"",7,"",5.4,8,"",7,"",4.5,7,"",6,"",4.5,7,"",6,"",4.5,6,"",6,"",12,null,"SDH45","",1,1,1,1]
["SBH84D","10kW以上","D",84,325,27.3,29.700000000000003,27.3,3,3,5.4,8,"",7,"",5.4,8,"",7,"",5.4,8,"",7,"",4.5,7,"",6,"",4.5,7,"",6,"",4.5,7,"",6,"",12,null,"SDH46","",1,1,1,1]
["SBH85D","10kW以上","D",85,325,27.625,30.6,27.6,4,2,5.4,8,"",7,"",5.4,8,"",7,"",5.4,8,"",7,"",5.4,8,"",7,"",4.5,7,"",6,"",4.5,6,"",6,"",12,null,"SDH47",1,"",1,1,1]
["SBH86D","10kW以上","D",86,325,27.95,30.6,27.9,4,2,5.4,8,"",7,"",5.4,8,"",7,"",5.4,8,"",7,"",5.4,8,"",7,"",4.5,7,"",6,"",4.5,7,"",6,"",12,null,"SDH48",1,"",1,1,1]
["SBH87D","10kW以上","D",87,325,28.274999999999999,31.5,28.2,5,1,5.4,8,"",7,"",5.4,8,"",7,"",5.4,8,"",7,"",5.4,8,"",7,"",5.4,8,"",7,"",4.5,6,"",6,"",12,null,"SDH49",1,"",1,1,1]
["SBH88D","10kW以上","D",88,325,28.6,31.5,28.6,5,1,5.4,8,"",7,"",5.4,8,"",7,"",5.4,8,"",7,"",5.4,8,"",7,"",5.4,8,"",7,"",4.5,7,"",6,"",12,null,"SDH50",1,"",1,1,1]
["SBH89D","10kW以上","D",89,325,28.925000000000001,32.400000000000006,28.9,6,"",5.4,8,"",7,"",5.4,8,"",7,"",5.4,8,"",7,"",5.4,8,"",7,"",5.4,8,"",7,"",5.4,7,"",7,"",12,null,"SDH51",1,"",1,1,1]
["SBH90D","10kW以上","D",90,325,29.25,32.400000000000006,29.2,6,"",5.4,8,"",7,"",5.4,8,"",7,"",5.4,8,"",7,"",5.4,8,"",7,"",5.4,8,"",7,"",5.4,8,"",7,"",12,null,"SDH52",1,1,1,"",1]
["SBL14C","10kW未満","C",14,325,4.55,4.5,4.5,"",1,4.5,7,"",7,"","","","","","","","","","","","","","","","","","","","","","","","","","",2,null,"SDH53","",1,1,"",1]
["SBL15C","10kW未満","C",15,325,4.875,4.5,4.5,"",1,4.5,8,"",7,"","","","","","","","","","","","","","","","","","","","","","","","","","",2,null,"SDH54","",1,1,"",1]
["SBL17C","10kW未満","C",17,325,5.5250000000000004,5.4,5.4,1,"",5.4,9,"",8,"","","","","","","","","","","","","","","","","","","","","","","","","","",2,null,"SDH55","",1,1,"",1]
["SBL18C","10kW未満","C",18,325,5.85,5.4,5.4,1,"",5.4,9,"",9,"","","","","","","","","","","","","","","","","","","","","","","","","","",2,null,"SDH56","",1,1,1,1]
["SBL27C","10kW未満","C",27,325,8.7750000000000004,9,8.6999999999999993,"",2,4.5,7,"",7,"",4.5,7,"",6,"","","","","","","","","","","","","","","","","","","","","",4,null,"SDH57","",1,1,1,1]
["SBL28C","10kW未満","C",28,325,9.1,9,9,"",2,4.5,7,"",7,"",4.5,7,"",7,"","","","","","","","","","","","","","","","","","","","","",4,null,"SDH58",1,1,1,1,1]
["SBL29C","10kW未満","C",29,325,9.4250000000000007,9,9,"",2,4.5,8,"",7,"",4.5,7,"",7,"","","","","","","","","","","","","","","","","","","","","",4,null,"SDH59",1,1,1,1,1]
["SBL30C","10kW未満","C",30,325,9.75,9,9,"",2,4.5,8,"",7,"",4.5,8,"",7,"","","","","","","","","","","","","","","","","","","","","",4,null,"SDH60",1,1,1,1,1]
["SBL31C","10kW未満","C",31,325,10.074999999999999,9.9,9.9,1,1,5.4,9,"",8,"",4.5,7,"",7,"","","","","","","","","","","","","","","","","","","","","",4,null,"SDH61",1,1,1,1,1]
["SBL32C","10kW未満","C",32,325,10.4,9.9,9.9,1,1,5.4,9,"",9,"",4.5,7,"",7,"","","","","","","","","","","","","","","","","","","","","",4,null,"SDH62",1,1,1,1,1]
["SBL33C","10kW未満","C",33,325,10.725,9.9,9.9,1,1,5.4,9,"",9,"",4.5,8,"",7,"","","","","","","","","","","","","","","","","","","","","",4,null,"SDH63",1,1,1,1,1]
["SBH31C","10kW以上","C",31,325,10.074999999999999,10.8,10,2,"",5.4,8,"",8,"",5.4,8,"",7,"","","","","","","","","","","","","","","","","","","","","",4,null,"SDH64",1,1,1,1,1]
["SBH32C","10kW以上","C",32,325,10.4,10.8,10.4,2,"",5.4,8,"",8,"",5.4,8,"",8,"","","","","","","","","","","","","","","","","","","","","",4,null,"SDH65",1,1,1,1,1]
["SBH33C","10kW以上","C",33,325,10.725,10.8,10.6,2,"",5.4,9,"",8,"",5.4,8,"",8,"","","","","","","","","","","","","","","","","","","","","",4,null,"SDH66",1,1,1,1,1]
["SBH34C","10kW以上","C",34,325,11.05,10.8,10.8,2,"",5.4,9,"",8,"",5.4,9,"",8,"","","","","","","","","","","","","","","","","","","","","",4,null,"SDH67",1,1,1,1,1]
["SBH35C","10kW以上","C",35,325,11.375,10.8,10.8,2,"",5.4,9,"",9,"",5.4,9,"",8,"","","","","","","","","","","","","","","","","","","","","",4,null,"SDH68",1,1,1,1,1]
["SBH36C","10kW以上","C",36,325,11.7,10.8,10.8,2,"",5.4,9,"",9,"",5.4,9,"",9,"","","","","","","","","","","","","","","","","","","","","",4,null,"SDH69",1,1,1,"",1]
["SBH38C","10kW以上","C",38,325,12.35,13.5,12.3,"",3,4.5,7,"",7,"",4.5,6,"",6,"",4.5,6,"",6,"","","","","","","","","","","","","","","","",6,null,"SDH70",1,"",1,"",1]
["SBH40C","10kW以上","C",40,325,13,13.5,12.9,"",3,4.5,7,"",7,"",4.5,7,"",6,"",4.5,7,"",6,"","","","","","","","","","","","","","","","",6,null,"SDH71",1,"",1,"",1]
["SBH41C","10kW以上","C",41,325,13.324999999999999,13.5,13.2,"",3,4.5,7,"",7,"",4.5,7,"",7,"",4.5,7,"",6,"","","","","","","","","","","","","","","","",6,null,"SDH72",1,1,1,1,1]
["SBH42C","10kW以上","C",42,325,13.65,13.5,13.5,"",3,4.5,7,"",7,"",4.5,7,"",7,"",4.5,7,"",7,"","","","","","","","","","","","","","","","",6,null,"SDH73",1,1,1,1,1]
["SBH43C","10kW以上","C",43,325,13.975,13.5,13.5,"",3,4.5,8,"",7,"",4.5,7,"",7,"",4.5,7,"",7,"","","","","","","","","","","","","","","","",6,null,"SDH74",1,1,1,1,1]
["SBH44C","10kW以上","C",44,325,14.3,13.5,13.5,"",3,4.5,8,"",7,"",4.5,8,"",7,"",4.5,7,"",7,"","","","","","","","","","","","","","","","",6,null,"SDH75",1,1,1,1,1]
["SBH45C","10kW以上","C",45,325,14.625,13.5,13.5,"",3,4.5,8,"",7,"",4.5,8,"",7,"",4.5,8,"",7,"","","","","","","","","","","","","","","","",6,null,"SDH76",1,1,1,1,1]
["SBH46C","10kW以上","C",46,325,14.95,14.4,14.4,1,2,5.4,9,"",9,"",4.5,7,"",7,"",4.5,7,"",7,"",null,null,null,null,null,null,null,null,null,null,null,null,null,null,null,6,null,"SDH77",1,1,1,1,1]
["SBH47C","10kW以上","C",47,325,15.275,14.4,14.4,1,2,5.4,9,"",9,"",4.5,8,"",7,"",4.5,7,"",7,"",null,null,null,null,null,null,null,null,null,null,null,null,null,null,null,6,null,"SDH78",1,1,1,1,1]
["SBH48C","10kW以上","C",48,325,15.6,14.4,14.4,1,2,5.4,9,"",9,"",4.5,8,"",7,"",4.5,8,"",7,"",null,null,null,null,null,null,null,null,null,null,null,null,null,null,null,6,null,"SDH79","",1,1,1,1]
["SBH49C","10kW以上","C",49,325,15.925000000000001,15.3,15.3,2,1,5.4,9,"",9,"",5.4,9,"",8,"",4.5,7,"",7,"",null,null,null,null,null,null,null,null,null,null,null,null,null,null,null,6,null,"SDH80","",1,1,1,1]
["SBH50C","10kW以上","C",50,325,16.25,15.3,15.3,2,1,5.4,9,"",9,"",5.4,9,"",9,"",4.5,7,"",7,"",null,null,null,null,null,null,null,null,null,null,null,null,null,null,null,6,null,"SDH81",1,1,1,1,1]
["SBH51C","10kW以上","C",51,325,16.574999999999999,15.3,15.3,2,1,5.4,9,"",9,"",5.4,9,"",9,"",4.5,8,"",7,"",null,null,null,null,null,null,null,null,null,null,null,null,null,null,null,6,null,"SDH82",1,1,1,1,1]
["SBH52C","10kW以上","C",52,325,16.899999999999999,16.200000000000003,16.2,3,"",5.4,9,"",9,"",5.4,9,"",8,"",5.4,9,"",8,"",null,null,null,null,null,null,null,null,null,null,null,null,null,null,null,6,null,"SDH83",1,1,1,1,1]
["SBH53C","10kW以上","C",53,325,17.225000000000001,16.200000000000003,16.2,3,"",5.4,9,"",9,"",5.4,9,"",9,"",5.4,9,"",8,"",null,null,null,null,null,null,null,null,null,null,null,null,null,null,null,6,null,"SDH84",1,1,1,1,1]
["SBH54C","10kW以上","C",54,325,17.55,16.200000000000003,16.2,3,"",5.4,9,"",9,"",5.4,9,"",9,"",5.4,9,"",9,"",null,null,null,null,null,null,null,null,null,null,null,null,null,null,null,6,null,"SDH85",1,1,1,1,1]
["SBH55C","10kW以上","C",55,325,17.875,18.899999999999999,17.7,1,3,5.4,9,"",8,"",4.5,7,"",6,"",4.5,7,"",6,"",4.5,6,"",6,"",null,null,null,null,null,null,null,null,null,null,8,null,"SDH86",1,1,1,"",1]
["SBH56C","10kW以上","C",56,325,18.2,18.899999999999999,18,1,3,5.4,9,"",8,"",4.5,7,"",6,"",4.5,7,"",6,"",4.5,7,"",6,"",null,null,null,null,null,null,null,null,null,null,8,null,"SDH87",1,1,1,"",1]
["SBH57C","10kW以上","C",57,325,18.524999999999999,18.899999999999999,18.3,1,3,5.4,9,"",8,"",4.5,7,"",7,"",4.5,7,"",6,"",4.5,7,"",6,"",null,null,null,null,null,null,null,null,null,null,8,null,"SDH88",1,1,1,1,1]
["SBH58C","10kW以上","C",58,325,18.850000000000001,18.899999999999999,18.600000000000001,1,3,5.4,9,"",8,"",4.5,7,"",7,"",4.5,7,"",7,"",4.5,7,"",6,"",null,null,null,null,null,null,null,null,null,null,8,null,"SDH89",1,1,1,1,1]
["SBH59C","10kW以上","C",59,325,19.175000000000001,18.899999999999999,18.899999999999999,1,3,5.4,9,"",8,"",4.5,7,"",7,"",4.5,7,"",7,"",4.5,7,"",7,"",null,null,null,null,null,null,null,null,null,null,8,null,"SDH90",1,1,1,1,1]
["SBH60C","10kW以上","C",60,325,19.5,18.899999999999999,18.899999999999999,1,3,5.4,9,"",9,"",4.5,7,"",7,"",4.5,7,"",7,"",4.5,7,"",7,"",null,null,null,null,null,null,null,null,null,null,8,null,"SDH91",1,1,1,1,1]
["SBH61C","10kW以上","C",61,325,19.824999999999999,18.899999999999999,18.899999999999999,1,3,5.4,9,"",9,"",4.5,8,"",7,"",4.5,7,"",7,"",4.5,7,"",7,"",null,null,null,null,null,null,null,null,null,null,8,null,"SDH92",1,1,1,1,1]
["SBH62C","10kW以上","C",62,325,20.149999999999999,18.899999999999999,18.899999999999999,1,3,5.4,9,"",9,"",4.5,8,"",7,"",4.5,8,"",7,"",4.5,7,"",7,"",null,null,null,null,null,null,null,null,null,null,8,null,"SDH93",1,1,1,1,1]
["SBH63C","10kW以上","C",63,325,20.475000000000001,18.899999999999999,18.899999999999999,1,3,5.4,9,"",9,"",4.5,8,"",7,"",4.5,8,"",7,"",4.5,8,"",7,"",null,null,null,null,null,null,null,null,null,null,8,null,"SDH94",1,1,1,1,1]
["SBH64C","10kW以上","C",64,325,20.8,19.8,19.8,2,2,5.4,9,"",9,"",5.4,9,"",9,"",4.5,7,"",7,"",4.5,7,"",7,"",null,null,null,null,null,null,null,null,null,null,8,null,"SDH95",1,1,1,1,1]
["SBH65C","10kW以上","C",65,325,21.125,19.8,19.8,2,2,5.4,9,"",9,"",5.4,9,"",9,"",4.5,8,"",7,"",4.5,7,"",7,"",null,null,null,null,null,null,null,null,null,null,8,null,"SDH96",1,1,1,1,1]
["SBH66C","10kW以上","C",66,325,21.45,19.8,19.8,2,2,5.4,9,"",9,"",5.4,9,"",9,"",4.5,8,"",7,"",4.5,8,"",7,"",null,null,null,null,null,null,null,null,null,null,8,null,"SDH97",1,1,1,1,""]
["SBH67C","10kW以上","C",67,325,21.774999999999999,20.700000000000003,20.7,3,1,5.4,9,"",9,"",5.4,9,"",9,"",5.4,9,"",8,"",4.5,7,"",7,"",null,null,null,null,null,null,null,null,null,null,8,null,"SDH98",1,1,1,1,""]
["SBH68C","10kW以上","C",68,325,22.1,20.700000000000003,20.7,3,1,5.4,9,"",9,"",5.4,9,"",9,"",5.4,9,"",9,"",4.5,7,"",7,"",null,null,null,null,null,null,null,null,null,null,8,null,"SDH99",1,1,1,1,""]
["SBH69C","10kW以上","C",69,325,22.425000000000001,20.700000000000003,20.7,3,1,5.4,9,"",9,"",5.4,9,"",9,"",5.4,9,"",9,"",4.5,8,"",7,"",null,null,null,null,null,null,null,null,null,null,8,null,"SDH100",1,1,1,1,""]
["SBH70C","10kW以上","C",70,325,22.75,21.6,21.6,4,"",5.4,9,"",9,"",5.4,9,"",9,"",5.4,9,"",8,"",5.4,9,"",8,"",null,null,null,null,null,null,null,null,null,null,8,null,"SDH101",1,1,1,1,""]
["SBH71C","10kW以上","C",71,325,23.074999999999999,21.6,21.6,4,"",5.4,9,"",9,"",5.4,9,"",9,"",5.4,9,"",9,"",5.4,9,"",8,"",null,null,null,null,null,null,null,null,null,null,8,null,"SDH102",1,1,1,1,""]
["SBH72C","10kW以上","C",72,325,23.4,21.6,21.6,4,"",5.4,9,"",9,"",5.4,9,"",9,"",5.4,9,"",9,"",5.4,9,"",9,"",null,null,null,null,null,null,null,null,null,null,8,null,"SDH103",1,1,1,"",""]
["SBH73C","10kW以上","C",73,325,23.725000000000001,24.3,23.4,2,3,5.4,9,"",8,"",5.4,9,"",8,"",4.5,7,"",6,"",4.5,7,"",6,"",4.5,7,"",6,"",null,null,null,null,null,10,null,"SDH104",1,1,1,"",""]
["SBH74C","10kW以上","C",74,325,24.05,24.3,23.7,2,3,5.4,9,"",8,"",5.4,9,"",8,"",4.5,7,"",7,"",4.5,7,"",6,"",4.5,7,"",6,"",null,null,null,null,null,10,null,"SDH105",1,1,1,"",""]
["SBH75C","10kW以上","C",75,325,24.375,24.3,24,2,3,5.4,9,"",8,"",5.4,9,"",8,"",4.5,7,"",7,"",4.5,7,"",7,"",4.5,7,"",6,"",null,null,null,null,null,10,null,"SDH106",1,1,1,"",""]
["SBH76C","10kW以上","C",76,325,24.7,24.3,24.3,2,3,5.4,9,"",8,"",5.4,9,"",8,"",4.5,7,"",7,"",4.5,7,"",7,"",4.5,7,"",7,"",null,null,null,null,null,10,null,"SDH107",1,1,1,"",""]
["SBH77C","10kW以上","C",77,325,25.024999999999999,24.3,24.3,2,3,5.4,9,"",9,"",5.4,9,"",8,"",4.5,7,"",7,"",4.5,7,"",7,"",4.5,7,"",7,"",null,null,null,null,null,10,null,"SDH108",1,1,1,"",""]
["SBH78C","10kW以上","C",78,325,25.35,24.3,24.3,2,3,5.4,9,"",9,"",5.4,9,"",9,"",4.5,7,"",7,"",4.5,7,"",7,"",4.5,7,"",7,"",null,null,null,null,null,10,null,"SDH109",1,1,1,"",""]
["SBH79C","10kW以上","C",79,325,25.675000000000001,24.3,24.3,2,3,5.4,9,"",9,"",5.4,9,"",9,"",4.5,8,"",7,"",4.5,7,"",7,"",4.5,7,"",7,"",null,null,null,null,null,10,null,"SDH110",1,1,1,"",""]
["SBH80C","10kW以上","C",80,325,26,24.3,24.3,2,3,5.4,9,"",9,"",5.4,9,"",9,"",4.5,8,"",7,"",4.5,8,"",7,"",4.5,7,"",7,"",null,null,null,null,null,10,null,"SDH111",1,1,1,"",""]
["SBH81C","10kW以上","C",81,325,26.324999999999999,24.3,24.3,2,3,5.4,9,"",9,"",5.4,9,"",9,"",4.5,8,"",7,"",4.5,8,"",7,"",4.5,8,"",7,"",null,null,null,null,null,10,null,"SDH112",1,1,1,"",""]
["SBH82C","10kW以上","C",82,325,26.65,25.200000000000003,25.2,3,2,5.4,9,"",9,"",5.4,9,"",9,"",5.4,9,"",9,"",4.5,7,"",7,"",4.5,7,"",7,"",null,null,null,null,null,10,null,"SDH113",1,1,1,"",""]
["SBH83C","10kW以上","C",83,325,26.975000000000001,25.200000000000003,25.2,3,2,5.4,9,"",9,"",5.4,9,"",9,"",5.4,9,"",9,"",4.5,8,"",7,"",4.5,7,"",7,"",null,null,null,null,null,10,null,"SDH114",1,1,1,"",""]
["SBH84C","10kW以上","C",84,325,27.3,25.200000000000003,25.2,3,2,5.4,9,"",9,"",5.4,9,"",9,"",5.4,9,"",9,"",4.5,8,"",7,"",4.5,8,"",7,"",null,null,null,null,null,10,null,"SDH115",1,1,1,"",""]
["SBH85C","10kW以上","C",85,325,27.625,26.1,26.1,4,1,5.4,9,"",9,"",5.4,9,"",9,"",5.4,9,"",9,"",5.4,9,"",8,"",4.5,7,"",7,"",null,null,null,null,null,10,null,"SDH116",1,1,1,"",""]
["SBH86C","10kW以上","C",86,325,27.95,26.1,26.1,4,1,5.4,9,"",9,"",5.4,9,"",9,"",5.4,9,"",9,"",5.4,9,"",9,"",4.5,7,"",7,"",null,null,null,null,null,10,null,"SDH117",1,1,1,"",""]
["SBH87C","10kW以上","C",87,325,28.274999999999999,26.1,26.1,4,1,5.4,9,"",9,"",5.4,9,"",9,"",5.4,9,"",9,"",5.4,9,"",9,"",4.5,8,"",7,"",null,null,null,null,null,10,null,"SDH118",1,1,1,"",""]
["SBH88C","10kW以上","C",88,325,28.6,27,27,5,"",5.4,9,"",9,"",5.4,9,"",9,"",5.4,9,"",9,"",5.4,9,"",8,"",5.4,9,"",8,"",null,null,null,null,null,10,null,"SDH119",1,1,1,"",""]
["SBH89C","10kW以上","C",89,325,28.925000000000001,27,27,5,"",5.4,9,"",9,"",5.4,9,"",9,"",5.4,9,"",9,"",5.4,9,"",9,"",5.4,9,"",8,"",null,null,null,null,null,10,null,"SDH120",1,1,1,"",""]
["SBH90C","10kW以上","C",90,325,29.25,27,27,5,"",5.4,9,"",9,"",5.4,9,"",9,"",5.4,9,"",9,"",5.4,9,"",9,"",5.4,9,"",9,"",null,null,null,null,null,10,null,"SEH29","","","","",""]
["SBH91C","10kW以上","C",91,325,29.574999999999999,29.700000000000003,29.1,3,3,5.4,9,"",8,"",5.4,9,"",8,"",5.4,9,"",8,"",4.5,7,"",7,"",4.5,7,"",6,"",4.5,7,"",6,"",12,null,"SEH30","","","","",""]
["SBH92C","10kW以上","C",92,325,29.9,29.700000000000003,29.4,3,3,5.4,9,"",8,"",5.4,9,"",8,"",5.4,9,"",8,"",4.5,7,"",7,"",4.5,7,"",7,"",4.5,7,"",6,"",12,null,"SEH31","","","","",""]
["SBH93C","10kW以上","C",93,325,30.225000000000001,29.700000000000003,29.7,3,3,5.4,9,"",8,"",5.4,9,"",8,"",5.4,9,"",8,"",4.5,7,"",7,"",4.5,7,"",7,"",4.5,7,"",7,"",12,null,"SEH32","","","","",""]
["SBH94C","10kW以上","C",94,325,30.55,29.700000000000003,29.7,3,3,5.4,9,"",9,"",5.4,9,"",8,"",5.4,9,"",8,"",4.5,7,"",7,"",4.5,7,"",7,"",4.5,7,"",7,"",12,null,"SEH33","","","","",""]
["SBH95C","10kW以上","C",95,325,30.875,29.700000000000003,29.7,3,3,5.4,9,"",9,"",5.4,9,"",9,"",5.4,9,"",8,"",4.5,7,"",7,"",4.5,7,"",7,"",4.5,7,"",7,"",12,null,"SEH34","","","","",""]
["SBH96C","10kW以上","C",96,325,31.2,29.700000000000003,29.7,3,3,5.4,9,"",9,"",5.4,9,"",9,"",5.4,9,"",9,"",4.5,7,"",7,"",4.5,7,"",7,"",4.5,7,"",7,"",12,null,"SEH35","","","","",""]
["SBH97C","10kW以上","C",97,325,31.524999999999999,29.700000000000003,29.7,3,3,5.4,9,"",9,"",5.4,9,"",9,"",5.4,9,"",9,"",4.5,8,"",7,"",4.5,7,"",7,"",4.5,7,"",7,"",12,null,"SEH36","","","",1,1]
["SBH98C","10kW以上","C",98,325,31.85,29.700000000000003,29.7,3,3,5.4,9,"",9,"",5.4,9,"",9,"",5.4,9,"",9,"",4.5,8,"",7,"",4.5,8,"",7,"",4.5,7,"",7,"",12,null,"SEH37","","",1,"",1]
["SBH99C","10kW以上","C",99,325,32.174999999999997,29.700000000000003,29.7,3,3,5.4,9,"",9,"",5.4,9,"",9,"",5.4,9,"",9,"",4.5,8,"",7,"",4.5,8,"",7,"",4.5,8,"",7,"",12,null,"SEH38","","",1,"",1]
["SBH100C","10kW以上","C",100,325,32.5,30.6,30.6,4,2,5.4,9,"",9,"",5.4,9,"",9,"",5.4,9,"",9,"",5.4,9,"",9,"",4.5,7,"",7,"",4.5,7,"",7,"",12,null,"SEH39","","",1,"",1]
["SBH101C","10kW以上","C",101,325,32.825000000000003,30.6,30.6,4,2,5.4,9,"",9,"",5.4,9,"",9,"",5.4,9,"",9,"",5.4,9,"",9,"",4.5,8,"",7,"",4.5,7,"",7,"",12,null,"SEH40","","",1,1,1]
["SBH102C","10kW以上","C",102,325,33.15,30.6,30.6,4,2,5.4,9,"",9,"",5.4,9,"",9,"",5.4,9,"",9,"",5.4,9,"",9,"",4.5,8,"",7,"",4.5,8,"",7,"",12,null,"SEH41","","",1,1,1]
["SBH103C","10kW以上","C",103,325,33.475000000000001,31.5,31.5,5,1,5.4,9,"",9,"",5.4,9,"",9,"",5.4,9,"",9,"",5.4,9,"",9,"",5.4,9,"",8,"",4.5,7,"",7,"",12,null,"SEH42","","",1,1,1]
["SBH104C","10kW以上","C",104,325,33.799999999999997,31.5,31.5,5,1,5.4,9,"",9,"",5.4,9,"",9,"",5.4,9,"",9,"",5.4,9,"",9,"",5.4,9,"",9,"",4.5,7,"",7,"",12,null,"SEH43","",1,"",1,1]
["SBH105C","10kW以上","C",105,325,34.125,31.5,31.5,5,1,5.4,9,"",9,"",5.4,9,"",9,"",5.4,9,"",9,"",5.4,9,"",9,"",5.4,9,"",9,"",4.5,8,"",7,"",12,null,"SEH44","",1,"",1,1]
["SBH106C","10kW以上","C",106,325,34.450000000000003,32.400000000000006,32.4,6,"",5.4,9,"",9,"",5.4,9,"",9,"",5.4,9,"",9,"",5.4,9,"",9,"",5.4,9,"",8,"",5.4,9,"",8,"",12,null,"SEH45","",1,"",1,1]
["SBH107C","10kW以上","C",107,325,34.774999999999999,32.400000000000006,32.4,6,"",5.4,9,"",9,"",5.4,9,"",9,"",5.4,9,"",9,"",5.4,9,"",9,"",5.4,9,"",9,"",5.4,9,"",8,"",12,null,"SEH46","",1,1,1,1]
["SBH108C","10kW以上","C",108,325,35.1,32.400000000000006,32.4,6,"",5.4,9,"",9,"",5.4,9,"",9,"",5.4,9,"",9,"",5.4,9,"",9,"",5.4,9,"",9,"",5.4,9,"",9,"",12,null,"SEH47","",1,1,1,1]
["SBL16B","10kW未満","B",16,325,5.2,4.5,4.5,"",1,4.5,8,"",8,"","","","","","","","","","","","","","","","","","","","","","","","","","",2,null,"SEH48","",1,1,1,1]
["SBL17B","10kW未満","B",17,325,5.5250000000000004,4.5,4.5,"",1,4.5,9,"",8,"","","","","","","","","","","","","","","","","","","","","","","","","","",2,null,"SEH49",1,"",1,1,1]
["SBL19B","10kW未満","B",19,325,6.1749999999999998,5.4,5.4,1,"",5.4,7,null,6,6,"","","","","","","","","","","","","","","","","","","","","","","","","",3,null,"SEH50",1,"",1,1,1]
["SBL20B","10kW未満","B",20,325,6.5,5.4,5.4,1,"",5.4,7,7,6,"","","","","","","","","","","","","","","","","","","","","","","","","","",3,null,"SEH51",1,"",1,1,1]
["SBL31B","10kW未満","B",31,325,10.074999999999999,9,9,"",2,4.5,8,"",8,"",4.5,8,"",7,"","","","","","","","","","","","","","","","","","","","","",4,null,"SEH52",1,1,1,1,1]
["SBL32B","10kW未満","B",32,325,10.4,9,9,"",2,4.5,8,"",8,"",4.5,8,"",8,"","","","","","","","","","","","","","","","","","","","","",4,null,"SEH53",1,1,1,1,1]
["SBL33B","10kW未満","B",33,325,10.725,9,9,"",2,4.5,9,"",8,"",4.5,8,"",8,"","","","","","","","","","","","","","","","","","","","","",4,null,"SEH54",1,1,1,1,1]
["SBL34B","10kW未満","B",34,325,11.05,9,9,"",2,4.5,9,"",8,"",4.5,9,"",8,"","","","","","","","","","","","","","","","","","","","","",4,null,"SEH55","",1,1,"",1]
["SBL35B","10kW未満","B",35,325,11.375,9.9,9.9,1,1,5.4,7,null,6,6,4.5,8,"",8,"","","","","","","","","","","","","","","","","","","","","",5,null,"SEH56","",1,1,1,1]
["SBL36B","10kW未満","B",36,325,11.7,9.9,9.9,1,1,5.4,7,7,6,"",4.5,8,"",8,"","","","","","","","","","","","","","","","","","","","","",5,null,"SEH57","",1,1,1,1]
["SBL37B","10kW未満","B",37,325,12.025,9.9,9.9,1,1,5.4,7,7,6,"",4.5,9,"",8,"","","","","","","","","","","","","","","","","","","","","",5,null,"SEH58","",1,1,1,1]
["SBH37B","10kW以上","B",37,325,12.025,10.8,10.8,2,"",5.4,7,null,6,6,5.4,9,null,9,null,"","","","","","","","","","","","","","","","","","","","",5,null,"SEH59","",1,1,1,1]
["SBH38B","10kW以上","B",38,325,12.35,10.8,10.8,2,"",5.4,7,null,6,6,5.4,7,null,6,6,"","","","","","","","","","","","","","","","","","","","",6,null,"SEH60","",1,1,1,1]
["SBH39B","10kW以上","B",39,325,12.675000000000001,10.8,10.8,2,"",5.4,7,7,6,"",5.4,7,null,6,6,"","","","","","","","","","","","","","","","","","","","",6,null,"SEH61",1,1,1,1,1]
["SBH40B","10kW以上","B",40,325,13,10.8,10.8,2,"",5.4,7,7,6,"",5.4,7,7,6,"","","","","","","","","","","","","","","","","","","","","",6,null,"SEH62",1,1,1,1,1]
["SBH46B","10kW以上","B",46,325,14.95,13.5,13.5,"",3,4.5,8,"",8,"",4.5,8,"",7,"",4.5,8,"",7,"",null,null,null,null,null,null,null,null,null,null,null,null,null,null,null,6,null,"SEH63",1,1,1,1,1]
["SBH47B","10kW以上","B",47,325,15.275,13.5,13.5,"",3,4.5,8,"",8,"",4.5,8,"",8,"",4.5,8,"",7,"",null,null,null,null,null,null,null,null,null,null,null,null,null,null,null,6,null,"SEH64",1,1,1,1,1]
["SBH48B","10kW以上","B",48,325,15.6,13.5,13.5,"",3,4.5,8,"",8,"",4.5,8,"",8,"",4.5,8,"",8,"",null,null,null,null,null,null,null,null,null,null,null,null,null,null,null,6,null,"SEH65",1,1,1,1,1]
["SBH49B","10kW以上","B",49,325,15.925000000000001,13.5,13.5,"",3,4.5,9,"",8,"",4.5,8,"",8,"",4.5,8,"",8,"",null,null,null,null,null,null,null,null,null,null,null,null,null,null,null,6,null,"SEH66",1,1,1,1,1]
["SBH50B","10kW以上","B",50,325,16.25,13.5,13.5,"",3,4.5,9,"",8,"",4.5,9,"",8,"",4.5,8,"",8,"",null,null,null,null,null,null,null,null,null,null,null,null,null,null,null,6,null,"SEH67",1,1,1,1,1]
["SBH51B","10kW以上","B",51,325,16.574999999999999,13.5,13.5,"",3,4.5,9,"",8,"",4.5,9,"",8,"",4.5,9,"",8,"",null,null,null,null,null,null,null,null,null,null,null,null,null,null,null,6,null,"SEH68",1,1,1,1,1]
["SBH52B","10kW以上","B",52,325,16.899999999999999,14.4,14.4,1,2,5.4,7,7,6,"",4.5,8,"",8,"",4.5,8,"",8,"",null,null,null,null,null,null,null,null,null,null,null,null,null,null,null,7,null,"SEH69",1,1,1,1,1]
["SBH53B","10kW以上","B",53,325,17.225000000000001,14.4,14.4,1,2,5.4,7,7,6,"",4.5,9,"",8,"",4.5,8,"",8,"",null,null,null,null,null,null,null,null,null,null,null,null,null,null,null,7,null,"SEH70",1,1,1,1,1]
["SBH54B","10kW以上","B",54,325,17.55,14.4,14.4,1,2,5.4,7,7,6,"",4.5,9,"",8,"",4.5,9,"",8,"",null,null,null,null,null,null,null,null,null,null,null,null,null,null,null,7,null,"SEH71",1,1,1,1,1]
["SBH55B","10kW以上","B",55,325,17.875,15.3,15.3,2,1,5.4,7,7,6,"",5.4,7,null,6,6,4.5,8,"",8,"",null,null,null,null,null,null,null,null,null,null,null,null,null,null,null,8,null,"SEH72",1,1,1,1,1]
["SBH56B","10kW以上","B",56,325,18.2,15.3,15.3,2,1,5.4,7,7,6,"",5.4,7,7,6,"",4.5,8,"",8,"",null,null,null,null,null,null,null,null,null,null,null,null,null,null,null,8,null,"SEH73",1,1,1,1,1]
["SBH57B","10kW以上","B",57,325,18.524999999999999,15.3,15.3,2,1,5.4,7,7,6,"",5.4,7,7,6,"",4.5,9,"",8,"",null,null,null,null,null,null,null,null,null,null,null,null,null,null,null,8,null,"SEH74",1,1,1,1,1]
["SBH58B","10kW以上","B",58,325,18.850000000000001,16.200000000000003,16.2,3,"",5.4,7,7,6,"",5.4,7,null,6,6,5.4,7,null,6,6,null,null,null,null,null,null,null,null,null,null,null,null,null,null,null,9,null,"SEH75",1,1,1,1,1]
["SBH59B","10kW以上","B",59,325,19.175000000000001,16.200000000000003,16.2,3,"",5.4,7,7,6,"",5.4,7,7,6,"",5.4,7,null,6,6,null,null,null,null,null,null,null,null,null,null,null,null,null,null,null,9,null,"SEH76",1,1,1,1,1]
["SBH60B","10kW以上","B",60,325,19.5,16.200000000000003,16.2,3,"",5.4,7,7,6,"",5.4,7,7,6,"",5.4,7,7,6,"",null,null,null,null,null,null,null,null,null,null,null,null,null,null,null,9,null,"SEH77",1,1,1,1,1]
["SBH64B","10kW以上","B",64,325,20.8,18.899999999999999,18.899999999999999,1,3,5.4,7,null,6,6,4.5,8,"",7,"",4.5,8,"",7,"",4.5,8,"",7,"",null,null,null,null,null,null,null,null,null,null,9,null,"SEH78",1,1,1,1,1]
["SBH65B","10kW以上","B",65,325,21.125,18.899999999999999,18.899999999999999,1,3,5.4,7,null,6,6,4.5,8,"",8,"",4.5,8,"",7,"",4.5,8,"",7,"",null,null,null,null,null,null,null,null,null,null,9,null,"SEH79",1,1,1,1,1]
["SBH66B","10kW以上","B",66,325,21.45,18.899999999999999,18.899999999999999,1,3,5.4,7,null,6,6,4.5,8,"",8,"",4.5,8,"",8,"",4.5,8,"",7,"",null,null,null,null,null,null,null,null,null,null,9,null,"SEH80",1,1,1,1,1]
["SBH67B","10kW以上","B",67,325,21.774999999999999,18.899999999999999,18.899999999999999,1,3,5.4,7,null,6,6,4.5,8,"",8,"",4.5,8,"",8,"",4.5,8,"",8,"",null,null,null,null,null,null,null,null,null,null,9,null,"SEH81",1,1,1,1,1]
["SBH68B","10kW以上","B",68,325,22.1,18.899999999999999,18.899999999999999,1,3,5.4,7,7,6,"",4.5,8,"",8,"",4.5,8,"",8,"",4.5,8,"",8,"",null,null,null,null,null,null,null,null,null,null,9,null,"SEH82","",1,1,1,1]
["SBH69B","10kW以上","B",69,325,22.425000000000001,18.899999999999999,18.899999999999999,1,3,5.4,7,7,6,"",4.5,9,"",8,"",4.5,8,"",8,"",4.5,8,"",8,"",null,null,null,null,null,null,null,null,null,null,9,null,"SEH83","",1,1,1,1]
["SBH70B","10kW以上","B",70,325,22.75,18.899999999999999,18.899999999999999,1,3,5.4,7,7,6,"",4.5,9,"",8,"",4.5,9,"",8,"",4.5,8,"",8,"",null,null,null,null,null,null,null,null,null,null,9,null,"SEH84","",1,1,1,1]
["SBH71B","10kW以上","B",71,325,23.074999999999999,18.899999999999999,18.899999999999999,1,3,5.4,7,7,6,"",4.5,9,"",8,"",4.5,9,"",8,"",4.5,9,"",8,"",null,null,null,null,null,null,null,null,null,null,9,null,"SEH85",1,1,1,1,1]
["SBH72B","10kW以上","B",72,325,23.4,19.8,19.8,2,2,5.4,7,7,6,"",5.4,7,7,6,"",4.5,8,"",8,"",4.5,8,"",8,"",null,null,null,null,null,null,null,null,null,null,10,null,"SEH86",1,1,1,1,1]
["SBH73B","10kW以上","B",73,325,23.725000000000001,19.8,19.8,2,2,5.4,7,7,6,"",5.4,7,7,6,"",4.5,9,"",8,"",4.5,8,"",8,"",null,null,null,null,null,null,null,null,null,null,10,null,"SEH87",1,1,1,1,1]
["SBH74B","10kW以上","B",74,325,24.05,19.8,19.8,2,2,5.4,7,7,6,"",5.4,7,7,6,"",4.5,9,"",8,"",4.5,9,"",8,"",null,null,null,null,null,null,null,null,null,null,10,null,"SEH88",1,1,1,1,1]
["SBH75B","10kW以上","B",75,325,24.375,20.700000000000003,20.7,3,1,5.4,7,7,6,"",5.4,7,7,6,"",5.4,7,null,6,6,4.5,8,"",8,"",null,null,null,null,null,null,null,null,null,null,11,null,"SEH89",1,1,1,1,1]
["SBH76B","10kW以上","B",76,325,24.7,20.700000000000003,20.7,3,1,5.4,7,7,6,"",5.4,7,7,6,"",5.4,7,7,6,"",4.5,8,"",8,"",null,null,null,null,null,null,null,null,null,null,11,null,"SEH90",1,1,1,1,1]
["SBH77B","10kW以上","B",77,325,25.024999999999999,20.700000000000003,20.7,3,1,5.4,7,7,6,"",5.4,7,7,6,"",5.4,7,7,6,"",4.5,9,"",8,"",null,null,null,null,null,null,null,null,null,null,11,null,"SEH91",1,1,1,1,1]
["SBH78B","10kW以上","B",78,325,25.35,21.6,21.6,4,"",5.4,7,7,6,"",5.4,7,7,6,"",5.4,7,null,6,6,5.4,7,null,6,6,null,null,null,null,null,null,null,null,null,null,12,null,"SEH92",1,1,1,1,1]
["SBH79B","10kW以上","B",79,325,25.675000000000001,21.6,21.6,4,"",5.4,7,7,6,"",5.4,7,7,6,"",5.4,7,7,6,"",5.4,7,null,6,6,null,null,null,null,null,null,null,null,null,null,12,null,"SEH93",1,1,1,1,1]
["SBH80B","10kW以上","B",80,325,26,21.6,21.6,4,"",5.4,7,7,6,"",5.4,7,7,6,"",5.4,7,7,6,"",5.4,7,7,6,"",null,null,null,null,null,null,null,null,null,null,12,null,"SEH94",1,1,1,1,1]
["SBH82B","10kW以上","B",82,325,26.65,24.3,24.3,2,3,5.4,7,null,6,6,5.4,9,null,9,"",4.5,8,"",7,"",4.5,8,"",7,"",4.5,8,"",7,null,null,null,null,null,null,11,null,"SEH95",1,1,1,1,1]
["SBH83B","10kW以上","B",83,325,26.975000000000001,24.3,24.3,2,3,5.4,7,null,6,6,5.4,7,null,6,6,4.5,8,"",7,"",4.5,8,"",7,"",4.5,8,"",7,null,null,null,null,null,null,12,null,"SEH96",1,1,1,1,1]
["SBH84B","10kW以上","B",84,325,27.3,24.3,24.3,2,3,5.4,7,null,6,6,5.4,7,null,6,6,4.5,8,"",8,"",4.5,8,"",7,"",4.5,8,"",7,null,null,null,null,null,null,12,null,"SEH97",1,1,1,1,""]
["SBH85B","10kW以上","B",85,325,27.625,24.3,24.3,2,3,5.4,7,null,6,6,5.4,7,null,6,6,4.5,8,"",8,"",4.5,8,"",8,"",4.5,8,"",7,null,null,null,null,null,null,12,null,"SEH98",1,1,1,1,""]
["SBH86B","10kW以上","B",86,325,27.95,24.3,24.3,2,3,5.4,7,null,6,6,5.4,7,null,6,6,4.5,8,"",8,"",4.5,8,"",8,"",4.5,8,"",8,null,null,null,null,null,null,12,null,"SEH99",1,1,1,1,""]
["SBH87B","10kW以上","B",87,325,28.274999999999999,24.3,24.3,2,3,5.4,7,7,6,"",5.4,7,null,6,6,4.5,8,"",8,"",4.5,8,"",8,"",4.5,8,"",8,null,null,null,null,null,null,12,null,"SEH100",1,1,1,1,""]
["SBH88B","10kW以上","B",88,325,28.6,24.3,24.3,2,3,5.4,7,7,6,"",5.4,7,7,6,"",4.5,8,"",8,"",4.5,8,"",8,"",4.5,8,"",8,null,null,null,null,null,null,12,null,"SEH101",1,1,1,1,""]
["SBH89B","10kW以上","B",89,325,28.925000000000001,24.3,24.3,2,3,5.4,7,7,6,"",5.4,7,7,6,"",4.5,9,"",8,"",4.5,8,"",8,"",4.5,8,"",8,null,null,null,null,null,null,12,null,"SEH102",1,1,1,1,""]
["SBH90B","10kW以上","B",90,325,29.25,24.3,24.3,2,3,5.4,7,7,6,"",5.4,7,7,6,"",4.5,9,"",8,"",4.5,9,"",8,"",4.5,8,"",8,null,null,null,null,null,null,12,null,"SEH103",1,1,1,1,""]
["SBH91B","10kW以上","B",91,325,29.574999999999999,24.3,24.3,2,3,5.4,7,7,6,"",5.4,7,7,6,"",4.5,9,"",8,"",4.5,9,"",8,"",4.5,9,"",8,null,null,null,null,null,null,12,null,"SEH104",1,1,1,1,""]
["SBH92B","10kW以上","B",92,325,29.9,25.200000000000003,25.2,3,2,5.4,7,7,6,"",5.4,7,7,6,"",5.4,7,7,6,"",4.5,8,"",8,"",4.5,8,"",8,null,null,null,null,null,null,13,null,"SEH105",1,1,1,1,""]
["SBH93B","10kW以上","B",93,325,30.225000000000001,25.200000000000003,25.2,3,2,5.4,7,7,6,"",5.4,7,7,6,"",5.4,7,7,6,"",4.5,9,"",8,"",4.5,8,"",8,null,null,null,null,null,null,13,null,"SEH106",1,1,1,1,""]
["SBH94B","10kW以上","B",94,325,30.55,25.200000000000003,25.2,3,2,5.4,7,7,6,"",5.4,7,7,6,"",5.4,7,7,6,"",4.5,9,"",8,"",4.5,9,"",8,null,null,null,null,null,null,13,null,"SEH107",1,1,1,1,""]
["SBH95B","10kW以上","B",95,325,30.875,26.1,26.1,4,1,5.4,7,7,6,"",5.4,7,7,6,"",5.4,7,7,6,"",5.4,7,null,6,6,4.5,8,"",8,null,null,null,null,null,null,14,null,"SEH108",1,1,1,1,""]
["SBH96B","10kW以上","B",96,325,31.2,26.1,26.1,4,1,5.4,7,7,6,"",5.4,7,7,6,"",5.4,7,7,6,"",5.4,7,7,6,"",4.5,8,"",8,null,null,null,null,null,null,14,null,"SEH109",1,1,1,"",""]
["SBH97B","10kW以上","B",97,325,31.524999999999999,26.1,26.1,4,1,5.4,7,7,6,"",5.4,7,7,6,"",5.4,7,7,6,"",5.4,7,7,6,"",4.5,9,"",8,null,null,null,null,null,null,14,null,"SEH110",1,1,1,"",""]
["SBH98B","10kW以上","B",98,325,31.85,27,27,5,"",5.4,7,7,6,"",5.4,7,7,6,"",5.4,7,7,6,"",5.4,7,null,6,6,5.4,7,null,6,6,null,null,null,null,null,15,null,"SEH111",1,1,1,"",""]
["SBH99B","10kW以上","B",99,325,32.174999999999997,27,27,5,"",5.4,7,7,6,"",5.4,7,7,6,"",5.4,7,7,6,"",5.4,7,7,6,"",5.4,7,null,6,6,null,null,null,null,null,15,null,"SEH112",1,1,1,"",""]
["SBH100B","10kW以上","B",100,325,32.5,27,27,5,"",5.4,7,7,6,"",5.4,7,7,6,"",5.4,7,7,6,"",5.4,7,7,6,"",5.4,7,7,6,"",null,null,null,null,null,15,null,"SEH113",1,1,1,"",""]
["SBH101B","10kW以上","B",101,325,32.825000000000003,29.700000000000003,29.7,3,3,5.4,7,null,6,6,5.4,7,null,6,6,5.4,9,null,9,"",4.5,8,"",7,null,4.5,8,"",7,null,4.5,8,"",7,null,14,null,"SEH114",1,1,1,"",""]
["SBH102B","10kW以上","B",102,325,33.15,29.700000000000003,29.7,3,3,5.4,7,null,6,6,5.4,7,null,6,6,5.4,7,null,6,6,4.5,8,"",7,null,4.5,8,"",7,null,4.5,8,"",7,null,15,null,"SEH115",1,1,1,"",""]
["SBH103B","10kW以上","B",103,325,33.475000000000001,29.700000000000003,29.7,3,3,5.4,7,null,6,6,5.4,7,null,6,6,5.4,7,null,6,6,4.5,8,"",8,null,4.5,8,"",7,null,4.5,8,"",7,null,15,null,"SEH116",1,1,1,"",""]
["SBH104B","10kW以上","B",104,325,33.799999999999997,29.700000000000003,29.7,3,3,5.4,7,null,6,6,5.4,7,null,6,6,5.4,7,null,6,6,4.5,8,"",8,null,4.5,8,"",8,null,4.5,8,"",7,null,15,null,"SEH117",1,1,1,"",""]
["SBH105B","10kW以上","B",105,325,34.125,29.700000000000003,29.7,3,3,5.4,7,null,6,6,5.4,7,null,6,6,5.4,7,null,6,6,4.5,8,"",8,null,4.5,8,"",8,null,4.5,8,"",8,null,15,null,"SEH118",1,1,1,"",""]
["SBH106B","10kW以上","B",106,325,34.450000000000003,29.700000000000003,29.7,3,3,5.4,7,7,6,"",5.4,7,null,6,6,5.4,7,null,6,6,4.5,8,"",8,null,4.5,8,"",8,null,4.5,8,"",8,null,15,null,"SEH119",1,1,1,"",""]
["SBH107B","10kW以上","B",107,325,34.774999999999999,29.700000000000003,29.7,3,3,5.4,7,7,6,"",5.4,7,7,6,"",5.4,7,null,6,6,4.5,8,"",8,null,4.5,8,"",8,null,4.5,8,"",8,null,15,null,"SEH120",1,1,1,"",""]
["SBH108B","10kW以上","B",108,325,35.1,29.700000000000003,29.7,3,3,5.4,7,7,6,"",5.4,7,7,6,"",5.4,7,7,6,"",4.5,8,"",8,null,4.5,8,"",8,null,4.5,8,"",8,null,15,null,"SFH29","","","","",""]
["SBH109B","10kW以上","B",109,325,35.424999999999997,29.700000000000003,29.7,3,3,5.4,7,7,6,"",5.4,7,7,6,"",5.4,7,7,6,"",4.5,9,"",8,"",4.5,8,"",8,null,4.5,8,"",8,null,15,null,"SFH30","","","","",""]
["SBH110B","10kW以上","B",110,325,35.75,29.700000000000003,29.7,3,3,5.4,7,7,6,"",5.4,7,7,6,"",5.4,7,7,6,"",4.5,9,"",8,"",4.5,9,"",8,"",4.5,8,"",8,null,15,null,"SFH31","","","","",""]
["SBH111B","10kW以上","B",111,325,36.075000000000003,29.700000000000003,29.7,3,3,5.4,7,7,6,"",5.4,7,7,6,"",5.4,7,7,6,"",4.5,9,"",8,"",4.5,9,"",8,"",4.5,9,"",8,null,15,null,"SFH32","","","","",""]
["SBH112B","10kW以上","B",112,325,36.4,30.6,30.6,4,2,5.4,7,7,6,"",5.4,7,7,6,"",5.4,7,7,6,"",5.4,7,7,6,"",4.5,8,"",8,"",4.5,8,"",8,null,16,null,"SFH33","","","","",""]
["SBH113B","10kW以上","B",113,325,36.725000000000001,30.6,30.6,4,2,5.4,7,7,6,"",5.4,7,7,6,"",5.4,7,7,6,"",5.4,7,7,6,"",4.5,9,"",8,"",4.5,8,"",8,null,16,null,"SFH34","","","",1,""]
["SBH114B","10kW以上","B",114,325,37.049999999999997,30.6,30.6,4,2,5.4,7,7,6,"",5.4,7,7,6,"",5.4,7,7,6,"",5.4,7,7,6,"",4.5,9,"",8,"",4.5,9,"",8,null,16,null,"SFH35","","",1,"",""]
["SBH115B","10kW以上","B",115,325,37.375,31.5,31.5,5,1,5.4,7,7,6,"",5.4,7,7,6,"",5.4,7,7,6,"",5.4,7,7,6,"",5.4,7,null,6,6,4.5,8,"",8,null,17,null,"SFH36","","",1,"",1]
["SBH116B","10kW以上","B",116,325,37.700000000000003,31.5,31.5,5,1,5.4,7,7,6,"",5.4,7,7,6,"",5.4,7,7,6,"",5.4,7,7,6,"",5.4,7,7,6,"",4.5,8,"",8,null,17,null,"SFH37","","",1,1,1]
["SBH117B","10kW以上","B",117,325,38.024999999999999,31.5,31.5,5,1,5.4,7,7,6,"",5.4,7,7,6,"",5.4,7,7,6,"",5.4,7,7,6,"",5.4,7,7,6,"",4.5,9,"",8,null,17,null,"SFH38","","",1,1,1]
["SBH118B","10kW以上","B",118,325,38.35,32.400000000000006,32.4,6,"",5.4,7,7,6,"",5.4,7,7,6,"",5.4,7,7,6,"",5.4,7,7,6,"",5.4,7,null,6,6,5.4,7,null,6,6,18,null,"SFH39","",1,"",1,1]
["SBH119B","10kW以上","B",119,325,38.674999999999997,32.400000000000006,32.4,6,"",5.4,7,7,6,"",5.4,7,7,6,"",5.4,7,7,6,"",5.4,7,7,6,"",5.4,7,7,6,"",5.4,7,null,6,6,18,null,"SFH40","",1,"",1,1]
["SBH120B","10kW以上","B",120,325,39,32.400000000000006,32.4,6,"",5.4,7,7,6,"",5.4,7,7,6,"",5.4,7,7,6,"",5.4,7,7,6,"",5.4,7,7,6,"",5.4,7,7,6,"",18,null,"SFH41","",1,"",1,1]
["SBL18A","10kW未満","A",18,325,5.85,4.5,4.5,"",1,4.5,9,"",9,null,"","","","","","","","","","","","","","","","","","","","","","","","","",2,null,"SFH42","",1,"",1,1]
["SBL19A","10kW未満","A",19,325,6.1749999999999998,4.5,4.5,"",1,4.5,7,null,6,6,"","","","","","","","","","","","","","","","","","","","","","","","","",3,null,"SFH43","",1,1,1,1]
["SBL21A","10kW未満","A",21,325,6.8250000000000002,5.4,5.4,1,"",5.4,7,7,7,"","","","","","","","","","","","","","","","","","","","","","","","","","",3,null,"SFH44","",1,1,1,1]
["SBL22A","10kW未満","A",22,325,7.15,5.4,5.4,1,"",5.4,8,"",7,7,"","","","","","","","","","","","","","","","","","","","","","","","","",3,null,"SFH45",1,"",1,1,1]
["SBL23A","10kW未満","A",23,325,7.4749999999999996,5.4,5.4,1,"",5.4,8,8,7,"","","","","","","","","","","","","","","","","","","","","","","","","","",3,null,"SFH46",1,"",1,1,""]
["SBL35A","10kW未満","A",35,325,11.375,9,9,"",2,4.5,9,"",9,"",4.5,9,"",8,"","","","","","","","","","","","","","","","","","","","","",4,null,"SFH47",1,"",1,1,""]
["SBL36A","10kW未満","A",36,325,11.7,9,9,"",2,4.5,9,"",9,"",4.5,9,"",9,"","","","","","","","","","","","","","","","","","","","","",4,null,"SFH48",1,"",1,1,""]
["SBL37A","10kW未満","A",37,325,12.025,9,9,"",2,4.5,7,"",6,6,4.5,9,"",9,"","","","","","","","","","","","","","","","","","","","","",5,null,"SFH49",1,1,1,1,""]
["SBL38A","10kW未満","A",38,325,12.35,9,9,"",2,4.5,7,"",6,6,4.5,7,"",6,6,"","","","","","","","","","","","","","","","","","","","",6,null,"SFH50",1,1,1,1,1]
["SBL39A","10kW未満","A",39,325,12.675000000000001,9.9,9.9,1,1,5.4,8,null,7,7,4.5,9,"",8,"","","","","","","","","","","","","","","","","","","","","",5,null,"SFH51","",1,1,1,1]
["SBL40A","10kW未満","A",40,325,13,9.9,9.9,1,1,5.4,8,null,7,7,4.5,9,"",9,"","","","","","","","","","","","","","","","","","","","","",5,null,"SFH52","",1,1,1,1]
["SBL41A","10kW未満","A",41,325,13.324999999999999,9.9,9.9,1,1,5.4,8,8,7,"",4.5,9,"",9,"","","","","","","","","","","","","","","","","","","","","",5,null,"SFH53","",1,1,1,1]
["SBL42A","10kW未満","A",42,325,13.65,9.9,9.9,1,1,5.4,8,8,7,"",4.5,7,"",6,6,"","","","","","","","","","","","","","","","","","","","",6,null,"SFH54","",1,1,1,1]
["SBH41A","10kW以上","A",41,325,13.324999999999999,10.8,10.8,2,"",5.4,7,7,7,null,5.4,7,7,6,null,"","","","","","","","","","","","","","","","","","","","",6,null,"SFH55",1,1,1,1,1]
["SBH42A","10kW以上","A",42,325,13.65,10.8,10.8,2,"",5.4,7,7,7,null,5.4,7,7,7,null,"","","","","","","","","","","","","","","","","","","","",6,null,"SFH56",1,1,1,1,1]
["SBH43A","10kW以上","A",43,325,13.975,10.8,10.8,2,"",5.4,8,"",7,7,5.4,7,7,7,null,"","","","","","","","","","","","","","","","","","","","",6,null,"SFH57",1,1,1,1,1]
["SBH44A","10kW以上","A",44,325,14.3,10.8,10.8,2,"",5.4,8,"",7,7,5.4,8,"",7,7,"","","","","","","","","","","","","","","","","","","","",6,null,"SFH58",1,1,"",1,1]
["SBH45A","10kW以上","A",45,325,14.625,10.8,10.8,2,"",5.4,8,8,7,"",5.4,8,"",7,7,"","","","","","","","","","","","","","","","","","","","",6,null,"SFH59",1,1,"",1,1]
["SBH46A","10kW以上","A",46,325,14.95,10.8,10.8,2,"",5.4,8,8,7,"",5.4,8,8,7,"","","","","","","","","","","","","","","","","","","","","",6,null,"SFH60",1,1,1,1,1]
["SBH52A","10kW以上","A",52,325,16.899999999999999,13.5,13.5,"",3,4.5,9,"",9,"",4.5,9,"",8,"",4.5,9,"",8,"","","","","","","","","","","","","","","","",6,null,"SFH61",1,1,1,1,""]
["SBH53A","10kW以上","A",53,325,17.225000000000001,13.5,13.5,"",3,4.5,9,"",9,"",4.5,9,"",9,"",4.5,9,"",8,"","","","","","","","","","","","","","","","",6,null,"SFH62",1,1,1,1,""]
["SBH54A","10kW以上","A",54,325,17.55,13.5,13.5,"",3,4.5,9,"",9,"",4.5,9,"",9,"",4.5,9,"",9,"","","","","","","","","","","","","","","","",6,null,"SFH63",1,1,1,1,""]
["SBH55A","10kW以上","A",55,325,17.875,13.5,13.5,"",3,4.5,7,"",6,6,4.5,9,"",9,"",4.5,9,"",9,"","","","","","","","","","","","","","","","",7,null,"SFH64",1,1,1,1,1]
["SBH56A","10kW以上","A",56,325,18.2,13.5,13.5,"",3,4.5,7,"",6,6,4.5,7,"",6,6,4.5,9,"",9,"","","","","","","","","","","","","","","","",8,null,"SFH65",1,1,1,1,1]
["SBH57A","10kW以上","A",57,325,18.524999999999999,13.5,13.5,"",3,4.5,7,"",6,6,4.5,7,"",6,6,4.5,7,"",6,6,"","","","","","","","","","","","","","","",9,null,"SFH66",1,1,1,1,1]
["SBH58A","10kW以上","A",58,325,18.850000000000001,14.4,14.4,1,2,5.4,8,null,7,7,4.5,9,null,9,null,4.5,9,null,9,null,null,null,null,null,null,null,null,null,null,null,"","","","","",7,null,"SFH67",1,"",1,1,1]
["SBH59A","10kW以上","A",59,325,19.175000000000001,14.4,14.4,1,2,5.4,8,8,7,"",4.5,9,null,9,null,4.5,9,null,9,null,null,null,null,null,null,null,null,null,null,null,"","","","","",7,null,"SFH68",1,1,1,1,1]
["SBH60A","10kW以上","A",60,325,19.5,14.4,14.4,1,2,5.4,8,8,7,"",4.5,7,"",6,6,4.5,9,null,9,null,null,null,null,null,null,null,null,null,null,null,"","","","","",8,null,"SFH69",1,1,1,1,1]
["SBH61A","10kW以上","A",61,325,19.824999999999999,14.4,14.4,1,2,5.4,8,8,7,"",4.5,7,"",6,6,4.5,7,"",6,6,null,null,null,null,null,null,null,null,null,null,"","","","","",9,null,"SFH70",1,1,1,1,1]
["SBH62A","10kW以上","A",62,325,20.149999999999999,15.3,15.3,2,1,5.4,8,null,7,7,5.4,8,null,7,7,4.5,9,null,9,null,null,null,null,null,null,null,null,null,null,null,"","","","","",8,null,"SFH71",1,1,1,1,1]
["SBH63A","10kW以上","A",63,325,20.475000000000001,15.3,15.3,2,1,5.4,8,8,7,"",5.4,8,null,7,7,4.5,9,null,9,null,null,null,null,null,null,null,null,null,null,null,"","","","","",8,null,"SFH72",1,1,1,1,1]
["SBH64A","10kW以上","A",64,325,20.8,15.3,15.3,2,1,5.4,8,8,7,"",5.4,8,8,7,"",4.5,9,null,9,null,null,null,null,null,null,null,null,null,null,null,"","","","","",8,null,"SFH73",1,1,1,1,1]
["SBH65A","10kW以上","A",65,325,21.125,15.3,15.3,2,1,5.4,8,8,7,"",5.4,8,8,7,"",4.5,7,"",6,6,null,null,null,null,null,null,null,null,null,null,"","","","","",9,null,"SFH74",1,1,1,1,1]
["SBH66A","10kW以上","A",66,325,21.45,16.200000000000003,16.2,3,"",5.4,8,null,7,7,5.4,8,null,7,7,5.4,8,null,7,7,null,null,null,null,null,null,null,null,null,null,"","","","","",9,null,"SFH75",1,1,1,1,1]
["SBH67A","10kW以上","A",67,325,21.774999999999999,16.200000000000003,16.2,3,"",5.4,8,8,7,"",5.4,8,null,7,7,5.4,8,null,7,7,null,null,null,null,null,null,null,null,null,null,"","","","","",9,null,"SFH76","",1,1,1,""]
["SBH68A","10kW以上","A",68,325,22.1,16.200000000000003,16.2,3,"",5.4,8,8,7,"",5.4,8,8,7,"",5.4,8,null,7,7,null,null,null,null,null,null,null,null,null,null,"","","","","",9,null,"SFH77",1,1,1,1,""]
["SBH69A","10kW以上","A",69,325,22.425000000000001,16.200000000000003,16.2,3,"",5.4,8,8,7,"",5.4,8,8,7,"",5.4,8,8,7,"",null,null,null,null,null,null,null,null,null,null,"","","","","",9,null,"SFH78",1,1,1,1,1]
["SBH70A","10kW以上","A",70,325,22.75,18.899999999999999,18.899999999999999,1,3,5.4,7,7,7,null,4.5,9,null,8,null,4.5,8,null,8,null,4.5,8,null,8,null,null,null,null,null,null,"","","","","",9,null,"SFH79",1,1,1,1,1]
["SBH71A","10kW以上","A",71,325,23.074999999999999,18.899999999999999,18.899999999999999,1,3,5.4,7,7,7,null,4.5,9,null,8,null,4.5,9,null,8,null,4.5,8,null,8,null,null,null,null,null,null,"","","","","",9,null,"SFH80",1,1,1,1,1]
["SBH72A","10kW以上","A",72,325,23.4,18.899999999999999,18.899999999999999,1,3,5.4,7,7,7,null,4.5,9,null,8,null,4.5,9,null,8,null,4.5,9,null,8,null,null,null,null,null,null,"","","","","",9,null,"SFH81",1,1,1,1,1]
["SBH73A","10kW以上","A",73,325,23.725000000000001,18.899999999999999,18.899999999999999,1,3,5.4,8,null,7,7,4.5,9,null,8,null,4.5,9,null,8,null,4.5,9,null,8,null,null,null,null,null,null,"","","","","",9,null,"SFH82",1,1,1,1,1]
["SBH74A","10kW以上","A",74,325,24.05,18.899999999999999,18.899999999999999,1,3,5.4,8,null,7,7,4.5,9,null,9,null,4.5,9,null,8,null,4.5,9,null,8,null,null,null,null,null,null,"","","","","",9,null,"SFH83",1,1,1,1,1]
["SBH75A","10kW以上","A",75,325,24.375,18.899999999999999,18.899999999999999,1,3,5.4,8,null,7,7,4.5,9,null,9,null,4.5,9,null,9,null,4.5,9,null,8,null,null,null,null,null,null,"","","","","",9,null,"SFH84",1,1,1,1,1]
["SBH76A","10kW以上","A",76,325,24.7,18.899999999999999,18.899999999999999,1,3,5.4,8,null,7,7,4.5,9,null,9,null,4.5,9,null,9,null,4.5,9,null,9,null,null,null,null,null,null,"","","","","",9,null,"SFH85",1,1,1,1,1]
["SBH77A","10kW以上","A",77,325,25.024999999999999,18.899999999999999,18.899999999999999,1,3,5.4,8,8,7,"",4.5,9,null,9,null,4.5,9,null,9,null,4.5,9,null,9,null,null,null,null,null,null,"","","","","",9,null,"SFH86",1,1,1,1,1]
["SBH78A","10kW以上","A",78,325,25.35,18.899999999999999,18.899999999999999,1,3,5.4,8,8,7,"",4.5,7,"",6,6,4.5,9,null,9,null,4.5,9,null,9,null,null,null,null,null,null,"","","","","",10,null,"SFH87",1,1,1,1,1]
["SBH79A","10kW以上","A",79,325,25.675000000000001,18.899999999999999,18.899999999999999,1,3,5.4,8,8,7,"",4.5,7,"",6,6,4.5,7,"",6,6,4.5,9,null,9,null,null,null,null,null,null,"","","","","",11,null,"SFH88",1,1,1,1,1]
["SBH80A","10kW以上","A",80,325,26,18.899999999999999,18.899999999999999,1,3,5.4,8,8,7,"",4.5,7,"",6,6,4.5,7,"",6,6,4.5,7,"",6,6,null,null,null,null,null,"","","","","",12,null,"SFH89",1,1,1,1,1]
["SBH81A","10kW以上","A",81,325,26.324999999999999,19.8,19.8,2,2,5.4,8,8,7,"",5.4,8,null,7,7,4.5,9,null,9,null,4.5,9,null,9,null,null,null,null,null,null,"","","","","",10,null,"SFH90",1,1,1,1,1]
["SBH82A","10kW以上","A",82,325,26.65,19.8,19.8,2,2,5.4,8,8,7,"",5.4,8,8,7,"",4.5,9,null,9,null,4.5,9,null,9,null,null,null,null,null,null,"","","","","",10,null,"SFH91",1,1,1,1,""]
["SBH83A","10kW以上","A",83,325,26.975000000000001,19.8,19.8,2,2,5.4,8,8,7,"",5.4,8,8,7,"",4.5,7,"",6,6,4.5,9,null,9,null,null,null,null,null,null,"","","","","",11,null,"SFH92",1,1,1,1,""]
["SBH84A","10kW以上","A",84,325,27.3,19.8,19.8,2,2,5.4,8,8,7,"",5.4,8,8,7,"",4.5,7,"",6,6,4.5,7,"",6,6,null,null,null,null,null,"","","","","",12,null,"SFH93",1,1,1,1,""]
["SBH85A","10kW以上","A",85,325,27.625,20.700000000000003,20.7,3,1,5.4,8,8,7,"",5.4,8,null,7,7,5.4,8,null,7,7,4.5,9,null,9,null,null,null,null,null,null,"","","","","",11,null,"SFH94",1,1,1,1,""]
["SBH86A","10kW以上","A",86,325,27.95,20.700000000000003,20.7,3,1,5.4,8,8,7,"",5.4,8,8,7,"",5.4,8,null,7,7,4.5,9,null,9,null,null,null,null,null,null,"","","","","",11,null,"SFH95",1,1,1,1,""]
["SBH87A","10kW以上","A",87,325,28.274999999999999,20.700000000000003,20.7,3,1,5.4,8,8,7,"",5.4,8,8,7,"",5.4,8,8,7,"",4.5,9,null,9,null,null,null,null,null,null,"","","","","",11,null,"SFH96",1,1,1,1,""]
["SBH88A","10kW以上","A",88,325,28.6,20.700000000000003,20.7,3,1,5.4,8,8,7,"",5.4,8,8,7,"",5.4,8,8,7,"",4.5,7,"",6,6,null,null,null,null,null,"","","","","",12,null,"SFH97",1,1,1,1,""]
["SBH89A","10kW以上","A",89,325,28.925000000000001,21.6,21.6,4,"",5.4,8,8,7,"",5.4,8,null,7,7,5.4,8,null,7,7,5.4,8,null,7,7,null,null,null,null,null,"","","","","",12,null,"SFH98",1,1,1,1,""]
["SBH90A","10kW以上","A",90,325,29.25,21.6,21.6,4,"",5.4,8,8,7,"",5.4,8,8,7,"",5.4,8,null,7,7,5.4,8,null,7,7,null,null,null,null,null,"","","","","",12,null,"SFH99",1,1,1,1,""]
["SBH91A","10kW以上","A",91,325,29.574999999999999,21.6,21.6,4,"",5.4,8,8,7,"",5.4,8,8,7,"",5.4,8,8,7,"",5.4,8,null,7,7,null,null,null,null,null,"","","","","",12,null,"SFH100",1,1,1,1,""]
["SBH92A","10kW以上","A",92,325,29.9,21.6,21.6,4,"",5.4,8,8,7,"",5.4,8,8,7,"",5.4,8,8,7,"",5.4,8,8,7,"",null,null,null,null,null,"","","","","",12,null,"SFH101",1,1,1,1,""]
["SBH93A","10kW以上","A",93,325,30.225000000000001,24.3,24.3,2,3,5.4,7,7,7,null,5.4,7,7,7,null,4.5,9,null,8,null,4.5,9,null,8,null,4.5,9,null,8,null,"","","","","",12,null,"SFH102",1,1,1,1,""]
["SBH94A","10kW以上","A",94,325,30.55,24.3,24.3,2,3,5.4,8,null,7,7,5.4,7,7,7,null,4.5,9,null,8,null,4.5,9,null,8,null,4.5,9,null,8,null,"","","","","",12,null,"SFH103",1,1,1,"",""]
["SBH95A","10kW以上","A",95,325,30.875,24.3,24.3,2,3,5.4,8,null,7,7,5.4,8,null,7,7,4.5,9,null,8,null,4.5,9,null,8,null,4.5,9,null,8,null,"","","","","",12,null,"SFH104",1,1,1,"",""]
["SBH96A","10kW以上","A",96,325,31.2,24.3,24.3,2,3,5.4,8,null,7,7,5.4,8,null,7,7,4.5,9,null,9,null,4.5,9,null,8,null,4.5,9,null,8,null,"","","","","",12,null,"SFH105",1,1,1,"",""]
["SBH97A","10kW以上","A",97,325,31.524999999999999,24.3,24.3,2,3,5.4,8,null,7,7,5.4,8,null,7,7,4.5,9,null,9,null,4.5,9,null,9,null,4.5,9,null,8,null,"","","","","",12,null,"SFH106",1,1,1,"",""]
["SBH98A","10kW以上","A",98,325,31.85,24.3,24.3,2,3,5.4,8,null,7,7,5.4,8,null,7,7,4.5,9,null,9,null,4.5,9,null,9,null,4.5,9,null,9,null,"","","","","",12,null,"SFH107",1,1,1,"",""]
["SBH99A","10kW以上","A",99,325,32.174999999999997,24.3,24.3,2,3,5.4,8,8,7,"",5.4,8,null,7,7,4.5,9,null,9,null,4.5,9,null,9,null,4.5,9,null,9,null,"","","","","",12,null,"SFH108",1,1,1,"",""]
["SBH100A","10kW以上","A",100,325,32.5,24.3,24.3,2,3,5.4,8,8,7,"",5.4,8,8,7,"",4.5,9,null,9,null,4.5,9,null,9,null,4.5,9,null,9,null,"","","","","",12,null,"SFH109",1,1,1,"",""]
["SBH101A","10kW以上","A",101,325,32.825000000000003,24.3,24.3,2,3,5.4,8,8,7,"",5.4,8,8,7,"",4.5,7,"",6,6,4.5,9,null,9,null,4.5,9,null,9,null,"","","","","",13,null,"SFH110",1,1,1,"",""]
["SBH102A","10kW以上","A",102,325,33.15,24.3,24.3,2,3,5.4,8,8,7,"",5.4,8,8,7,"",4.5,7,"",6,6,4.5,7,"",6,6,4.5,9,null,9,null,"","","","","",14,null,"SFH111",1,1,1,"",""]
["SBH103A","10kW以上","A",103,325,33.475000000000001,24.3,24.3,2,3,5.4,8,8,7,"",5.4,8,8,7,"",4.5,7,"",6,6,4.5,7,"",6,6,4.5,7,"",6,6,"","","","","",15,null,"SFH112",1,1,1,"",""]
["SBH104A","10kW以上","A",104,325,33.799999999999997,25.200000000000003,25.2,3,2,5.4,8,8,7,"",5.4,8,8,7,"",5.4,8,null,7,7,4.5,9,null,9,null,4.5,9,null,9,null,"","","","","",13,null,"SFH113",1,1,1,"",""]
["SBH105A","10kW以上","A",105,325,34.125,25.200000000000003,25.2,3,2,5.4,8,8,7,"",5.4,8,8,7,"",5.4,8,8,7,"",4.5,9,null,9,null,4.5,9,null,9,null,"","","","","",13,null,"SFH114",1,1,1,"",""]
["SBH106A","10kW以上","A",106,325,34.450000000000003,25.200000000000003,25.2,3,2,5.4,8,8,7,"",5.4,8,8,7,"",5.4,8,8,7,"",4.5,7,"",6,6,4.5,9,null,9,null,"","","","","",14,null,"SFH115",1,1,"","",""]
["SBH107A","10kW以上","A",107,325,34.774999999999999,25.200000000000003,25.2,3,2,5.4,8,8,7,"",5.4,8,8,7,"",5.4,8,8,7,"",4.5,7,"",6,6,4.5,7,"",6,6,"","","","","",15,null,"SFH116",1,1,"","",""]
["SBH108A","10kW以上","A",108,325,35.1,26.1,26.1,4,1,5.4,8,8,7,"",5.4,8,8,7,"",5.4,8,null,7,7,5.4,8,null,7,7,4.5,9,null,9,null,"","","","","",14,null,"SFH117",1,1,"","",""]
["SBH109A","10kW以上","A",109,325,35.424999999999997,26.1,26.1,4,1,5.4,8,8,7,"",5.4,8,8,7,"",5.4,8,8,7,"",5.4,8,null,7,7,4.5,9,null,9,null,"","","","","",14,null,"SFH118",1,1,"","",""]
["SBH110A","10kW以上","A",110,325,35.75,26.1,26.1,4,1,5.4,8,8,7,"",5.4,8,8,7,"",5.4,8,8,7,"",5.4,8,8,7,"",4.5,9,null,9,null,"","","","","",14,null,"SFH119",1,1,"","",""]
["SBH111A","10kW以上","A",111,325,36.075000000000003,26.1,26.1,4,1,5.4,8,8,7,"",5.4,8,8,7,"",5.4,8,8,7,"",5.4,8,8,7,"",4.5,7,"",6,6,"","","","","",15,null,"SFH120",1,1,"","",""]
["SBH112A","10kW以上","A",112,325,36.4,27,27,5,"",5.4,8,8,7,"",5.4,8,8,7,"",5.4,8,null,7,7,5.4,8,null,7,7,5.4,8,null,7,7,"","","","","",15,null,"SGL12","","",1,"",1]
["SBH113A","10kW以上","A",113,325,36.725000000000001,27,27,5,"",5.4,8,8,7,"",5.4,8,8,7,"",5.4,8,8,7,"",5.4,8,null,7,7,5.4,8,null,7,7,"","","","","",15,null,"SGL13","","",1,1,""]
["SBH114A","10kW以上","A",114,325,37.049999999999997,27,27,5,"",5.4,8,8,7,"",5.4,8,8,7,"",5.4,8,8,7,"",5.4,8,8,7,"",5.4,8,null,7,7,"","","","","",15,null,"SGL14","",1,"",1,""]
["SBH115A","10kW以上","A",115,325,37.375,27,27,5,"",5.4,8,8,7,"",5.4,8,8,7,"",5.4,8,8,7,"",5.4,8,8,7,"",5.4,8,8,7,"","","","","","",15,null,"SGL15","",1,1,"",""]
["SBH116A","10kW以上","A",116,325,37.700000000000003,29.700000000000003,29.7,3,3,5.4,8,null,7,7,5.4,8,null,7,7,5.4,7,7,7,null,4.5,9,"",8,"",4.5,9,"",8,"",4.5,9,"",8,"",15,null,"SGL16",1,"",1,"",""]
["SBH117A","10kW以上","A",117,325,38.024999999999999,29.700000000000003,29.7,3,3,5.4,8,null,7,7,5.4,8,null,7,7,5.4,8,null,7,7,4.5,9,"",8,"",4.5,9,"",8,"",4.5,9,"",8,"",15,null,"SGL17","",1,"","",""]
["SBH118A","10kW以上","A",118,325,38.35,29.700000000000003,29.7,3,3,5.4,8,null,7,7,5.4,8,null,7,7,5.4,8,null,7,7,4.5,9,"",9,"",4.5,9,"",8,"",4.5,9,"",8,"",15,null,"SGL18","",1,"","",1]
["SBH119A","10kW以上","A",119,325,38.674999999999997,29.700000000000003,29.7,3,3,5.4,8,null,7,7,5.4,8,null,7,7,5.4,8,null,7,7,4.5,9,"",9,"",4.5,9,"",9,"",4.5,9,"",8,"",15,null,"SGL19",1,"","","",1]
["SBH120A","10kW以上","A",120,325,39,29.700000000000003,29.7,3,3,5.4,8,null,7,7,5.4,8,null,7,7,5.4,8,null,7,7,4.5,9,"",9,"",4.5,9,"",9,"",4.5,9,"",9,"",15,null,"SGL20",1,"","","",1]
["SCL12E","10kW未満","E",12,345,4.1399999999999997,5.4,4.0999999999999996,1,"",5.4,6,"",6,"","",null,null,null,null,null,null,null,null,null,null,null,null,null,null,null,null,null,null,null,null,null,null,null,null,2,null,"SGL21","","","","",1]
["SCL13E","10kW未満","E",13,345,4.4850000000000003,5.4,4.4000000000000004,1,"",5.4,5,"",4,4,"","","","","",null,null,null,null,null,null,null,null,null,null,null,null,null,null,null,null,null,null,null,null,3,null,"SGL22","","","",1,1]
["SCL18E","10kW未満","E",18,345,6.21,9,6.2,"",2,4.5,5,"",4,"",4.5,5,"",4,"",null,null,null,null,null,null,null,null,null,null,null,null,null,null,null,null,null,null,null,null,4,null,"SGL23","","","","",1]
["SCL19E","10kW未満","E",19,345,6.5549999999999997,9,6.5,"",2,4.5,5,"",5,"",4.5,5,"",4,"",null,null,null,null,null,null,null,null,null,null,null,null,null,null,null,null,null,null,null,null,4,null,"SGL24","","",1,1,1]
["SCL20E","10kW未満","E",20,345,6.9,9,6.9,"",2,4.5,5,"",5,"",4.5,5,"",5,"",null,null,null,null,null,null,null,null,null,null,null,null,null,null,null,null,null,null,null,null,4,null,"SGL25","","",1,1,""]
["SCL21E","10kW未満","E",21,345,7.2450000000000001,9,7.2,"",2,4.5,6,"",5,"",4.5,5,"",5,"",null,null,null,null,null,null,null,null,null,null,null,null,null,null,null,null,null,null,null,null,4,null,"SGL26","","",1,1,""]
["SCL22E","10kW未満","E",22,345,7.59,9,7.5,"",2,4.5,6,"",5,"",4.5,6,"",5,"",null,null,null,null,null,null,null,null,null,null,null,null,null,null,null,null,null,null,null,null,4,null,"SGL27","","",1,1,1]
["SCL23E","10kW未満","E",23,345,7.9349999999999996,9.9,7.9,1,1,5.4,6,"",6,"",4.5,6,"",5,"",null,null,null,null,null,null,null,null,null,null,null,null,null,null,null,null,null,null,null,null,4,null,"SGL28","","",1,"",""]
["SCL24E","10kW未満","E",24,345,8.2799999999999994,10.8,8.1999999999999993,2,"",5.4,6,"",6,"",5.4,6,"",6,"",null,null,null,null,null,null,null,null,null,null,null,null,null,null,null,null,null,null,null,null,4,null,"SGL29","",1,"","",""]
["SCL25E","10kW未満","E",25,345,8.625,10.8,8.6,2,"",5.4,5,"",4,4,5.4,6,"",6,"",null,null,null,null,null,null,null,null,null,null,null,null,null,null,null,null,null,null,null,null,5,null,"SGL30","",1,"","",""]
["SCL26E","10kW未満","E",26,345,8.9700000000000006,10.8,8.9,2,"",5.4,5,"",4,4,5.4,5,"",4,4,null,null,null,null,null,null,null,null,null,null,null,null,null,null,null,null,null,null,null,null,6,null,"SGL31","",1,"","",""]
["SCH29E","10kW以上","E",29,345,10.005000000000001,13.5,10,"",3,4.5,5,"",5,"",4.5,5,"",5,"",4.5,5,"",4,"",null,null,null,null,null,null,null,null,null,null,null,null,null,null,null,6,null,"SGL32","",1,"","",""]
["SCH30E","10kW以上","E",30,345,10.35,13.5,10.3,"",3,4.5,5,"",5,"",4.5,5,"",5,"",4.5,5,"",5,"","","","","","",null,null,null,null,null,null,null,null,null,null,6,null,"SGL33","",1,"","",""]
["SCH31E","10kW以上","E",31,345,10.695,13.5,10.6,"",3,4.5,6,"",5,"",4.5,5,"",5,"",4.5,5,"",5,"","","","","","",null,null,null,null,null,null,null,null,null,null,6,null,"SGL34","",1,"","",""]
["SCH32E","10kW以上","E",32,345,11.04,13.5,11,"",3,4.5,6,"",5,"",4.5,6,"",5,"",4.5,5,"",5,"","","","","","",null,null,null,null,null,null,null,null,null,null,6,null,"SGL35",1,"","","",""]
["SCH33E","10kW以上","E",33,345,11.385,13.5,11.3,"",3,4.5,6,"",5,"",4.5,6,"",5,"",4.5,6,"",5,"","","","","","",null,null,null,null,null,null,null,null,null,null,6,null,"SGL36",1,"","","",""]
["SCH34E","10kW以上","E",34,345,11.73,14.4,11.7,1,2,5.4,5,"",4,4,4.5,6,"",5,"",4.5,5,"",5,"","","","","","",null,null,null,null,null,null,null,null,null,null,7,null,"SGH28","","","",1,1]
["SCH35E","10kW以上","E",35,345,12.074999999999999,14.4,12,1,2,5.4,5,"",4,4,4.5,6,"",5,"",4.5,6,"",5,"","","","","","",null,null,null,null,null,null,null,null,null,null,7,null,"SGH29","","",1,"",1]
["SCH36E","10kW以上","E",36,345,12.42,15.3,12.4,2,1,5.4,5,"",4,4,5.4,5,"",4,4,4.5,5,"",5,"","","","","","",null,null,null,null,null,null,null,null,null,null,8,null,"SGH30","","",1,"",1]
["SCH37E","10kW以上","E",37,345,12.765000000000001,15.3,12.7,2,1,5.4,5,"",4,4,5.4,5,"",4,4,4.5,6,"",5,"","","","","","",null,null,null,null,null,null,null,null,null,null,8,null,"SGH31","","",1,"",1]
["SCH38E","10kW以上","E",38,345,13.11,16.200000000000003,13.1,3,"",5.4,5,"",4,4,5.4,5,"",4,4,5.4,6,"",6,"","","","","","",null,null,null,null,null,null,null,null,null,null,8,null,"SGH32","","",1,1,1]
["SCH39E","10kW以上","E",39,345,13.455,16.200000000000003,13.4,3,"",5.4,5,"",4,4,5.4,5,"",4,4,5.4,5,"",4,4,"","","","","",null,null,null,null,null,null,null,null,null,null,9,null,"SGH33","",1,"",1,1]
["SCH40E","10kW以上","E",40,345,13.8,18.899999999999999,13.8,1,3,5.4,6,"",6,"",4.5,5,"",5,"",4.5,5,"",4,"",4.5,5,"",4,"",null,null,null,null,null,null,null,null,null,null,8,null,"SGH34","",1,"",1,1]
["SCH41E","10kW以上","E",41,345,14.145,18.899999999999999,14.1,1,3,5.4,6,"",6,"",4.5,5,"",5,"",4.5,5,"",5,"",4.5,5,"",4,"",null,null,null,null,null,null,null,null,null,null,8,null,"SGH35","",1,"",1,1]
["SCH42E","10kW以上","E",42,345,14.49,18.899999999999999,14.4,1,3,5.4,6,"",6,"",4.5,5,"",5,"",4.5,5,"",5,"",4.5,5,"",5,"","","","","","","","","","","",8,null,"SGH36","",1,1,1,1]
["SCH43E","10kW以上","E",43,345,14.835000000000001,18.899999999999999,14.8,1,3,5.4,5,"",4,4,4.5,5,"",5,"",4.5,5,"",5,"",4.5,5,"",5,"","","","","","","","","","","",9,null,"SGH37","","",1,1,1]
["SCH44E","10kW以上","E",44,345,15.18,18.899999999999999,15.1,1,3,5.4,5,"",4,4,4.5,6,"",5,"",4.5,5,"",5,"",4.5,5,"",5,"","","","","","","","","","","",9,null,"SGH38",1,"",1,1,1]
["SCH45E","10kW以上","E",45,345,15.525,18.899999999999999,15.5,1,3,5.4,5,"",4,4,4.5,6,"",5,"",4.5,6,"",5,"",4.5,5,"",5,"","","","","","","","","","","",9,null,"SGH39",1,"",1,1,1]
["SCH46E","10kW以上","E",46,345,15.87,18.899999999999999,15.8,1,3,5.4,5,"",4,4,4.5,6,"",5,"",4.5,6,"",5,"",4.5,6,"",5,"","","","","","","","","","","",9,null,"SGH40",1,"",1,1,1]
["SCH47E","10kW以上","E",47,345,16.215,19.8,16.2,2,2,5.4,5,"",4,4,5.4,5,"",4,4,4.5,6,"",5,"",4.5,5,"",5,"","","","","","","","","","","",10,null,"SGH41","","",1,1,1]
["SCH48E","10kW以上","E",48,345,16.559999999999999,19.8,16.5,2,2,5.4,5,"",4,4,5.4,5,"",4,4,4.5,6,"",5,"",4.5,6,"",5,"","","","","","","","","","","",10,null,"SGH42","",1,1,1,1]
["SCH49E","10kW以上","E",49,345,16.905000000000001,20.700000000000003,16.899999999999999,3,1,5.4,5,"",4,4,5.4,5,"",4,4,5.4,5,"",4,4,4.5,5,"",5,"","","","","","","","","","","",11,null,"SGH43","",1,1,"",1]
["SCH50E","10kW以上","E",50,345,17.25,20.700000000000003,17.2,3,1,5.4,5,"",4,4,5.4,5,"",4,4,5.4,5,"",4,4,4.5,6,"",5,"","","","","","","","","","","",11,null,"SGH44","",1,1,"",1]
["SCH51E","10kW以上","E",51,345,17.594999999999999,21.6,17.5,4,"",5.4,5,"",4,4,5.4,5,"",4,4,5.4,5,"",4,4,5.4,6,"",6,"","","","","","","","","","","",11,null,"SGH45","",1,1,1,1]
["SCH52E","10kW以上","E",52,345,17.940000000000001,21.6,17.899999999999999,4,"",5.4,5,"",4,4,5.4,5,"",4,4,5.4,5,"",4,4,5.4,5,"",4,4,"","","","","","","","","","",12,null,"SGH46","",1,1,1,1]
["SCH53E","10kW以上","E",53,345,18.285,24.3,18.2,2,3,5.4,6,"",6,"",5.4,6,"",6,"",4.5,5,"",5,"",4.5,5,"",5,"",4.5,5,"",4,"","","","","","",10,null,"SGH47",1,1,1,1,1]
["SCH54E","10kW以上","E",54,345,18.63,24.3,18.600000000000001,2,3,5.4,6,"",6,"",5.4,6,"",6,"",4.5,5,"",5,"",4.5,5,"",5,"",4.5,5,"",5,"","","","","","",10,null,"SGH48",1,1,1,1,1]
["SCH55E","10kW以上","E",55,345,18.975000000000001,24.3,18.899999999999999,2,3,5.4,5,"",4,4,5.4,6,"",6,"",4.5,5,"",5,"",4.5,5,"",5,"",4.5,5,"",5,"","","","","","",11,null,"SGH49","",1,"",1,1]
["SCH56E","10kW以上","E",56,345,19.32,24.3,19.3,2,3,5.4,5,"",4,4,5.4,5,"",4,4,4.5,5,"",5,"",4.5,5,"",5,"",4.5,5,"",5,"","","","","","",12,null,"SGH50",1,1,1,1,1]
["SCH57E","10kW以上","E",57,345,19.664999999999999,24.3,19.600000000000001,2,3,5.4,5,"",4,4,5.4,5,"",4,4,4.5,6,"",5,"",4.5,5,"",5,"",4.5,5,"",5,"","","","","","",12,null,"SGH51",1,1,1,1,1]
["SCH58E","10kW以上","E",58,345,20.010000000000002,24.3,20,2,3,5.4,5,"",4,4,5.4,5,"",4,4,4.5,6,"",5,"",4.5,6,"",5,"",4.5,5,"",5,"","","","","","",12,null,"SGH52",1,1,1,1,1]
["SCH59E","10kW以上","E",59,345,20.355,24.3,20.3,2,3,5.4,5,"",4,4,5.4,5,"",4,4,4.5,6,"",5,"",4.5,6,"",5,"",4.5,6,"",5,"","","","","","",12,null,"SGH53","",1,1,1,1]
["SCH60E","10kW以上","E",60,345,20.7,25.200000000000003,20.7,3,2,5.4,5,"",4,4,5.4,5,"",4,4,5.4,5,"",4,4,4.5,6,"",5,"",4.5,5,"",5,"","","","","","",13,null,"SGH54",1,1,1,1,1]
["SCH61E","10kW以上","E",61,345,21.045000000000002,25.200000000000003,21,3,2,5.4,5,"",4,4,5.4,5,"",4,4,5.4,5,"",4,4,4.5,6,"",5,"",4.5,6,"",5,"","","","","","",13,null,"SGH55",1,"",1,1,1]
["SCH62E","10kW以上","E",62,345,21.39,26.1,21.3,4,1,5.4,5,"",4,4,5.4,5,"",4,4,5.4,5,"",4,4,5.4,5,"",4,4,4.5,5,"",5,"","","","","","",14,null,"SGH56",1,"",1,1,1]
["SCH63E","10kW以上","E",63,345,21.734999999999999,26.1,21.7,4,1,5.4,5,"",4,4,5.4,5,"",4,4,5.4,5,"",4,4,5.4,5,"",4,4,4.5,6,"",5,"","","","","","",14,null,"SGH57",1,"",1,"",1]
["SCH64E","10kW以上","E",64,345,22.08,27,22,5,"",5.4,5,"",4,4,5.4,5,"",4,4,5.4,5,"",4,4,5.4,5,"",4,4,5.4,6,"",6,"","","","","","",14,null,"SGH58",1,1,1,1,1]
["SCH65E","10kW以上","E",65,345,22.425000000000001,27,22.4,5,"",5.4,5,"",4,4,5.4,5,"",4,4,5.4,5,"",4,4,5.4,5,"",4,4,5.4,5,"",4,4,"","","","","",15,null,"SGH59",1,1,1,1,1]
["SCH66E","10kW以上","E",66,345,22.77,29.700000000000003,22.7,3,3,5.4,6,"",6,"",5.4,6,"",6,"",5.4,6,"",6,"",4.5,5,"",5,"",4.5,5,"",5,"",4.5,5,"",5,"",12,null,"SGH60",1,1,1,1,1]
["SCH67E","10kW以上","E",67,345,23.114999999999998,29.700000000000003,23.1,3,3,5.4,5,"",4,4,5.4,6,"",6,"",5.4,6,"",6,"",4.5,5,"",5,"",4.5,5,"",5,"",4.5,5,"",5,"",13,null,"SGH61","",1,1,1,1]
["SCH68E","10kW以上","E",68,345,23.46,29.700000000000003,23.4,3,3,5.4,5,"",4,4,5.4,5,"",4,4,5.4,6,"",6,"",4.5,5,"",5,"",4.5,5,"",5,"",4.5,5,"",5,"",14,null,"SGH62","",1,1,1,1]
["SCH69E","10kW以上","E",69,345,23.805,29.700000000000003,23.8,3,3,5.4,5,"",4,4,5.4,5,"",4,4,5.4,5,"",4,4,4.5,5,"",5,"",4.5,5,"",5,"",4.5,5,"",5,"",15,null,"SGH63","",1,1,1,1]
["SCH70E","10kW以上","E",70,345,24.15,29.700000000000003,24.1,3,3,5.4,5,"",4,4,5.4,5,"",4,4,5.4,5,"",4,4,4.5,6,"",5,"",4.5,5,"",5,"",4.5,5,"",5,"",15,null,"SGH64","",1,1,1,1]
["SCH71E","10kW以上","E",71,345,24.495000000000001,29.700000000000003,24.4,3,3,5.4,5,"",4,4,5.4,5,"",4,4,5.4,5,"",4,4,4.5,6,"",5,"",4.5,6,"",5,"",4.5,5,"",5,"",15,null,"SGH65","",1,1,1,1]
["SCH72E","10kW以上","E",72,345,24.84,29.700000000000003,24.8,3,3,5.4,5,"",4,4,5.4,5,"",4,4,5.4,5,"",4,4,4.5,6,"",5,"",4.5,6,"",5,"",4.5,6,"",5,"",15,null,"SGH66",1,1,1,1,1]
["SCH73E","10kW以上","E",73,345,25.184999999999999,30.6,25.1,4,2,5.4,5,"",4,4,5.4,5,"",4,4,5.4,5,"",4,4,5.4,5,"",4,4,4.5,6,"",5,"",4.5,5,"",5,"",16,null,"SGH67",1,1,1,1,1]
["SCH74E","10kW以上","E",74,345,25.53,30.6,25.5,4,2,5.4,5,"",4,4,5.4,5,"",4,4,5.4,5,"",4,4,5.4,5,"",4,4,4.5,6,"",5,"",4.5,6,"",5,"",16,null,"SGH68",1,1,1,1,1]
["SCH75E","10kW以上","E",75,345,25.875,31.5,25.8,5,1,5.4,5,"",4,4,5.4,5,"",4,4,5.4,5,"",4,4,5.4,5,"",4,4,5.4,5,"",4,4,4.5,5,"",5,"",17,null,"SGH69",1,1,1,1,1]
["SCH76E","10kW以上","E",76,345,26.22,31.5,26.2,5,1,5.4,5,"",4,4,5.4,5,"",4,4,5.4,5,"",4,4,5.4,5,"",4,4,5.4,5,"",4,4,4.5,6,"",5,"",17,null,"SGH70",1,1,1,1,1]
["SCH77E","10kW以上","E",77,345,26.565000000000001,32.400000000000006,26.5,6,"",5.4,5,"",4,4,5.4,5,"",4,4,5.4,5,"",4,4,5.4,5,"",4,4,5.4,5,"",4,4,5.4,6,"",6,"",17,null,"SGH71",1,1,1,1,1]
["SCH78E","10kW以上","E",78,345,26.91,32.400000000000006,26.9,6,"",5.4,5,"",4,4,5.4,5,"",4,4,5.4,5,"",4,4,5.4,5,"",4,4,5.4,5,"",4,4,5.4,5,"",4,4,18,null,"SGH72",1,1,1,1,1]
["SCL12D","10kW未満","D",12,345,4.1399999999999997,4.5,4.0999999999999996,"",1,4.5,6,"",6,"","","","","","","","","","","","","","","","","","","","","","","","","","",2,null,"SGH73",1,"",1,1,""]
["SCL14D","10kW未満","D",14,345,4.83,5.4,4.8,1,"",5.4,5,5,4,"","","","","","","","","","","","","","","","","","","","","","","","","","",3,null,"SGH74",1,"",1,1,""]
["SCL23D","10kW未満","D",23,345,7.9349999999999996,9,7.9,"",2,4.5,6,"",6,"",4.5,6,"",5,"","","","","","","","","","","","","","","","","","","","","",4,null,"SGH75",1,1,1,1,""]
["SCL24D","10kW未満","D",24,345,8.2799999999999994,9,8.1999999999999993,"",2,4.5,6,"",6,"",4.5,6,"",6,"","","","","","","","","","","","","","","","","","","","","",4,null,"SGH76",1,1,1,1,""]
["SCL25D","10kW未満","D",25,345,8.625,9.9,8.6,1,1,5.4,5,5,4,"",4.5,6,"",5,"","","","","","","","","","","","","","","","","","","","","",5,null,"SGH77",1,1,1,1,""]
["SCL26D","10kW未満","D",26,345,8.9700000000000006,9.9,8.9,1,1,5.4,5,5,4,"",4.5,6,"",6,"","","","","","","","","","","","","","","","","","","","","",5,null,"SGH78",1,1,1,1,""]
["SCL27D","10kW未満","D",27,345,9.3149999999999995,10.8,9.3000000000000007,2,"",5.4,5,5,4,"",5.4,5,"",4,4,"","","","","","","","","","","","","","","","","","","","",6,null,"SGH79",1,1,1,1,""]
["SCL28D","10kW未満","D",28,345,9.66,10.8,9.6,2,"",5.4,5,5,4,"",5.4,5,5,4,"","","","","","","","","","","","","","","","","","","","","",6,null,"SGH80",1,1,1,1,""]
["SCH34D","10kW以上","D",34,345,11.73,13.5,11.7,"",3,4.5,6,"",6,"",4.5,6,"",5,"",4.5,6,"",5,"","","","","","","","","","","","","","","","",6,null,"SGH81","",1,1,1,""]
["SCH35D","10kW以上","D",35,345,12.074999999999999,13.5,12,"",3,4.5,6,"",6,"",4.5,6,"",6,"",4.5,6,"",5,"","","","","","","","","","","","","","","","",6,null,"SGH82","",1,1,1,""]
["SCH36D","10kW以上","D",36,345,12.42,13.5,12.4,"",3,4.5,6,"",6,"",4.5,6,"",6,"",4.5,6,"",6,"","","","","","","","","","","","","","","","",6,null,"SGH83","",1,1,1,""]
["SCH37D","10kW以上","D",37,345,12.765000000000001,14.4,12.7,1,2,5.4,5,5,4,"",4.5,6,"",6,"",4.5,6,"",5,"","","","","","","","","","","","","","","","",7,null,"SGH84","",1,1,1,""]
["SCH38D","10kW以上","D",38,345,13.11,14.4,13.1,1,2,5.4,5,5,4,"",4.5,6,"",6,"",4.5,6,"",6,"","","","","","","","","","","","","","","","",7,null,"SGH85",1,1,1,"",""]
["SCH39D","10kW以上","D",39,345,13.455,15.3,13.4,2,1,5.4,5,5,4,"",5.4,5,5,4,"",4.5,6,"",5,"","","","","","","","","","","","","","","","",8,null,"SGH86",1,1,1,"",""]
["SCH40D","10kW以上","D",40,345,13.8,15.3,13.8,2,1,5.4,5,5,4,"",5.4,5,5,4,"",4.5,6,"",6,"","","","","","","","","","","","","","","","",8,null,"SGH87",1,1,1,"",""]
["SCH41D","10kW以上","D",41,345,14.145,16.200000000000003,14.1,3,"",5.4,5,5,4,"",5.4,5,5,4,"",5.4,5,"",4,4,"","","","","","","","","","","","","","","",9,null,"SGH88",1,1,1,"",""]
["SCH42D","10kW以上","D",42,345,14.49,16.200000000000003,14.4,3,"",5.4,5,5,4,"",5.4,5,5,4,"",5.4,5,5,4,"","","","","","","","","","","","","","","","",9,null,"SGH89",1,1,1,"",""]
["SCH47D","10kW以上","D",47,345,16.215,18.899999999999999,16.2,1,3,5.4,5,5,4,"",4.5,6,"",5,"",4.5,6,"",5,"",4.5,6,"",5,"","","","","","","","","","","",9,null,"SGH90",1,1,1,"",""]
["SCH48D","10kW以上","D",48,345,16.559999999999999,18.899999999999999,16.5,1,3,5.4,5,5,4,"",4.5,6,"",6,"",4.5,6,"",5,"",4.5,6,"",5,"","","","","","","","","","","",9,null,"SGH91",1,1,1,"",""]
["SCH49D","10kW以上","D",49,345,16.905000000000001,18.899999999999999,16.899999999999999,1,3,5.4,5,5,4,"",4.5,6,"",6,"",4.5,6,"",6,"",4.5,6,"",5,"","","","","","","","","","","",9,null,"SGH92",1,1,1,"",""]
["SCH50D","10kW以上","D",50,345,17.25,18.899999999999999,17.2,1,3,5.4,5,5,4,"",4.5,6,"",6,"",4.5,6,"",6,"",4.5,6,"",6,"","","","","","","","","","","",9,null,"SGH93",1,1,1,"",""]
["SCH51D","10kW以上","D",51,345,17.594999999999999,19.8,17.5,2,2,5.4,5,5,4,"",5.4,5,5,4,"",4.5,6,"",6,"",4.5,6,"",5,"","","","","","","","","","","",10,null,"SGH94",1,1,1,"",""]
["SCH52D","10kW以上","D",52,345,17.940000000000001,19.8,17.899999999999999,2,2,5.4,5,5,4,"",5.4,5,5,4,"",4.5,6,"",6,"",4.5,6,"",6,"","","","","","","","","","","",10,null,"SGH95",1,1,1,"",""]
["SCH53D","10kW以上","D",53,345,18.285,20.700000000000003,18.2,3,1,5.4,5,5,4,"",5.4,5,5,4,"",5.4,5,5,4,"",4.5,6,"",5,"","","","","","","","","","","",11,null,"SGH96",1,1,1,"",""]
["SCH54D","10kW以上","D",54,345,18.63,20.700000000000003,18.600000000000001,3,1,5.4,5,5,4,"",5.4,5,5,4,"",5.4,5,5,4,"",4.5,6,"",6,"","","","","","","","","","","",11,null,"SGH97",1,1,"","",""]
["SCH55D","10kW以上","D",55,345,18.975000000000001,21.6,18.899999999999999,4,"",5.4,5,5,4,"",5.4,5,5,4,"",5.4,5,5,4,"",5.4,5,"",4,4,"","","","","","","","","","",12,null,"SGH98",1,1,"","",""]
["SCH56D","10kW以上","D",56,345,19.32,21.6,19.3,4,"",5.4,5,5,4,"",5.4,5,5,4,"",5.4,5,5,4,"",5.4,5,5,4,"","","","","","","","","","","",12,null,"SGH99",1,1,"","",""]
["SCH60D","10kW以上","D",60,345,20.7,24.3,20.7,2,3,5.4,5,5,4,"",5.4,5,"",4,4,4.5,6,"",5,"",4.5,6,"",5,"",4.5,6,"",5,"","","","","","",12,null,"SGH100",1,1,"","",""]
["SCH61D","10kW以上","D",61,345,21.045000000000002,24.3,21,2,3,5.4,5,5,4,"",5.4,5,5,4,"",4.5,6,"",5,"",4.5,6,"",5,"",4.5,6,"",5,"","","","","","",12,null,"SGH101","",1,"","",""]
["SCH62D","10kW以上","D",62,345,21.39,24.3,21.3,2,3,5.4,5,5,4,"",5.4,5,5,4,"",4.5,6,"",6,"",4.5,6,"",5,"",4.5,6,"",5,"","","","","","",12,null,"SGH102","",1,"","",""]
["SCH63D","10kW以上","D",63,345,21.734999999999999,24.3,21.7,2,3,5.4,5,5,4,"",5.4,5,5,4,"",4.5,6,"",6,"",4.5,6,"",6,"",4.5,6,"",5,"","","","","","",12,null,"SGH103","",1,"","",""]
["SCH64D","10kW以上","D",64,345,22.08,24.3,22,2,3,5.4,5,5,4,"",5.4,5,5,4,"",4.5,6,"",6,"",4.5,6,"",6,"",4.5,6,"",6,"","","","","","",12,null,"SGH104",1,1,"","",""]
["SCH65D","10kW以上","D",65,345,22.425000000000001,25.200000000000003,22.4,3,2,5.4,5,5,4,"",5.4,5,5,4,"",5.4,5,5,4,"",4.5,6,"",6,"",4.5,6,"",5,"","","","","","",13,null,"SGH105",1,1,"","",""]
["SCH66D","10kW以上","D",66,345,22.77,25.200000000000003,22.7,3,2,5.4,5,5,4,"",5.4,5,5,4,"",5.4,5,5,4,"",4.5,6,"",6,"",4.5,6,"",6,"","","","","","",13,null,"SGH106",1,1,"","",""]
["SCH67D","10kW以上","D",67,345,23.114999999999998,26.1,23.1,4,1,5.4,5,5,4,"",5.4,5,5,4,"",5.4,5,5,4,"",5.4,5,5,4,"",4.5,6,"",5,"","","","","","",14,null,"SGH107",1,1,"","",""]
["SCH68D","10kW以上","D",68,345,23.46,26.1,23.4,4,1,5.4,5,5,4,"",5.4,5,5,4,"",5.4,5,5,4,"",5.4,5,5,4,"",4.5,6,"",6,"","","","","","",14,null,"SGH108",1,1,"","",""]
["SCH69D","10kW以上","D",69,345,23.805,27,23.8,5,"",5.4,5,5,4,"",5.4,5,5,4,"",5.4,5,5,4,"",5.4,5,5,4,"",5.4,5,"",4,4,"","","","","",15,null,"SGH109",1,"","","",""]
["SCH70D","10kW以上","D",70,345,24.15,27,24.1,5,"",5.4,5,5,4,"",5.4,5,5,4,"",5.4,5,5,4,"",5.4,5,5,4,"",5.4,5,5,4,"","","","","","",15,null,"SGH110",1,"","","",""]
["SCH73D","10kW以上","D",73,345,25.184999999999999,29.700000000000003,25.1,3,3,5.4,5,5,4,"",5.4,5,"",4,4,5.4,5,"",4,4,4.5,6,"",5,"",4.5,6,"",5,"",4.5,6,"",5,"",15,null,"SGH111",1,"","","",""]
["SCH74D","10kW以上","D",74,345,25.53,29.700000000000003,25.5,3,3,5.4,5,5,4,"",5.4,5,5,4,"",5.4,5,"",4,4,4.5,6,"",5,"",4.5,6,"",5,"",4.5,6,"",5,"",15,null,"SGH112",1,"","","",""]
["SCH75D","10kW以上","D",75,345,25.875,29.700000000000003,25.8,3,3,5.4,5,5,4,"",5.4,5,5,4,"",5.4,5,5,4,"",4.5,6,"",5,"",4.5,6,"",5,"",4.5,6,"",5,"",15,null,"SGH113",1,"","","",""]
["SCH76D","10kW以上","D",76,345,26.22,29.700000000000003,26.2,3,3,5.4,5,5,4,"",5.4,5,5,4,"",5.4,5,5,4,"",4.5,6,"",6,"",4.5,6,"",5,"",4.5,6,"",5,"",15,null,"SGH114",1,"","","",""]
["SCH77D","10kW以上","D",77,345,26.565000000000001,29.700000000000003,26.5,3,3,5.4,5,5,4,"",5.4,5,5,4,"",5.4,5,5,4,"",4.5,6,"",6,"",4.5,6,"",6,"",4.5,6,"",5,"",15,null,"SGH115",1,"","","",""]
["SCH78D","10kW以上","D",78,345,26.91,29.700000000000003,26.9,3,3,5.4,5,5,4,"",5.4,5,5,4,"",5.4,5,5,4,"",4.5,6,"",6,"",4.5,6,"",6,"",4.5,6,"",6,"",15,null,"SGH116",1,"","","",""]
["SCH79D","10kW以上","D",79,345,27.254999999999999,30.6,27.2,4,2,5.4,5,5,4,"",5.4,5,5,4,"",5.4,5,5,4,"",5.4,5,5,4,"",4.5,6,"",6,"",4.5,6,"",5,"",16,null,"SGH117",1,"","","",""]
["SCH80D","10kW以上","D",80,345,27.6,30.6,27.6,4,2,5.4,5,5,4,"",5.4,5,5,4,"",5.4,5,5,4,"",5.4,5,5,4,"",4.5,6,"",6,"",4.5,6,"",6,"",16,null,"SGH118",1,"","","",""]
["SCH81D","10kW以上","D",81,345,27.945,31.5,27.9,5,1,5.4,5,5,4,"",5.4,5,5,4,"",5.4,5,5,4,"",5.4,5,5,4,"",5.4,5,5,4,"",4.5,6,"",5,"",17,null,"SGH119",1,"","","",""]
["SCH82D","10kW以上","D",82,345,28.29,31.5,28.2,5,1,5.4,5,5,4,"",5.4,5,5,4,"",5.4,5,5,4,"",5.4,5,5,4,"",5.4,5,5,4,"",4.5,6,"",6,"",17,null,"SGH120",1,"","","",""]
["SCH83D","10kW以上","D",83,345,28.635000000000002,32.400000000000006,28.6,6,"",5.4,5,5,4,"",5.4,5,5,4,"",5.4,5,5,4,"",5.4,5,5,4,"",5.4,5,5,4,"",5.4,5,"",4,4,18]
["SCH84D","10kW以上","D",84,345,28.98,32.400000000000006,28.9,6,"",5.4,5,5,4,"",5.4,5,5,4,"",5.4,5,5,4,"",5.4,5,5,4,"",5.4,5,5,4,"",5.4,5,5,4,"",18]
["SCL13C","10kW未満","C",13,345,4.4850000000000003,4.5,4.4000000000000004,"",1,4.5,5,"",4,4,"","","","","","","","","","","","","","","","","","","","","","","","","",3]
["SCL14C","10kW未満","C",14,345,4.83,4.5,4.5,"",1,4.5,5,5,4,"","","","","","","","","","","","","","","","","","","","","","","","","","",3]
["SCL15C","10kW未満","C",15,345,5.1749999999999998,5.4,5.0999999999999996,1,"",5.4,5,5,5,"","","","","","","","","","","","","","","","","","","","","","","","","","",3]
["SCL16C","10kW未満","C",16,345,5.52,5.4,5.4,1,"",5.4,6,"",5,5,"","","","","","","","","","","","","","","","","","","","","","","","","",3]
["SCL17C","10kW未満","C",17,345,5.8650000000000002,5.4,5.4,1,"",5.4,6,6,5,"","","","","","","","","","","","","","","","","","","","","","","","","","",3]
["SCL25C","10kW未満","C",25,345,8.625,9,8.6,"",2,4.5,5,"",4,4,4.5,6,"",6,"","","","","","","","","","","","","","","","","","","","","",5]
["SCL26C","10kW未満","C",26,345,8.9700000000000006,9,8.9,"",2,4.5,5,"",4,4,4.5,5,"",4,4,"","","","","","","","","","","","","","","","","","","","",6]
["SCL27C","10kW未満","C",27,345,9.3149999999999995,9,8.9,"",2,4.5,5,5,4,"",4.5,5,"",4,4,"","","","","","","","","","","","","","","","","","","","",6]
["SCL28C","10kW未満","C",28,345,9.66,9,9,"",2,4.5,5,5,4,"",4.5,5,5,4,"","","","","","","","","","","","","","","","","","","","","",6]
["SCL29C","10kW未満","C",29,345,10.005000000000001,9.9,9.8000000000000007,1,1,5.4,6,"",5,5,4.5,5,"",4,4,"","","","","","","","","","","","","","","","","","","","",6]
["SCL30C","10kW未満","C",30,345,10.35,9.9,9.8000000000000007,1,1,5.4,6,6,5,"",4.5,5,"",4,4,"","","","","","","","","","","","","","","","","","","","",6]
["SCL31C","10kW未満","C",31,345,10.695,9.9,9.9,1,1,5.4,6,6,5,"",4.5,5,5,4,"","","","","","","","","","","","","","","","","","","","","",6]
["SCH29C","10kW以上","C",29,345,10.005000000000001,10.8,10,2,"",5.4,5,5,5,null,5.4,5,5,4,null,"","","","","","","","","","","","","","","","","","","","",6]
["SCH30C","10kW以上","C",30,345,10.35,10.8,10.3,2,"",5.4,5,5,5,null,5.4,5,5,5,null,"","","","","","","","","","","","","","","","","","","","",6]
["SCH31C","10kW以上","C",31,345,10.695,10.8,10.5,2,"",5.4,6,"",5,5,5.4,5,5,5,null,"","","","","","","","","","","","","","","","","","","","",6]
["SCH32C","10kW以上","C",32,345,11.04,10.8,10.8,2,"",5.4,6,"",5,5,5.4,6,"",5,5,"","","","","","","","","","","","","","","","","","","","",6]
["SCH33C","10kW以上","C",33,345,11.385,10.8,10.8,2,"",5.4,6,6,5,"",5.4,6,"",5,5,"","","","","","","","","","","","","","","","","","","","",6]
["SCH34C","10kW以上","C",34,345,11.73,10.8,10.8,2,"",5.4,6,6,5,"",5.4,6,6,5,"","","","","","","","","","","","","","","","","","","","","",6]
["SCH37C","10kW以上","C",37,345,12.765000000000001,13.5,12.7,"",3,4.5,5,"",4,4,4.5,6,"",6,"",4.5,6,"",6,"","","","","","","","","","","","","","","","",7]
["SCH38C","10kW以上","C",38,345,13.11,13.5,13.1,"",3,4.5,5,"",4,4,4.5,5,"",4,4,4.5,6,"",6,"","","","","","","","","","","","","","","","",8]
["SCH39C","10kW以上","C",39,345,13.455,13.5,13.4,"",3,4.5,5,"",4,4,4.5,5,"",4,4,4.5,5,"",4,4,"","","","","","","","","","","","","","","",9]
["SCH40C","10kW以上","C",40,345,13.8,13.5,13.4,"",3,4.5,5,5,4,"",4.5,5,"",4,4,4.5,5,"",4,4,"","","","","","","","","","","","","","","",9]
["SCH41C","10kW以上","C",41,345,14.145,13.5,13.4,"",3,4.5,5,5,4,"",4.5,5,5,4,"",4.5,5,"",4,4,"","","","","","","","","","","","","","","",9]
["SCH42C","10kW以上","C",42,345,14.49,13.5,13.5,"",3,4.5,5,5,4,"",4.5,5,5,4,"",4.5,5,5,4,"","","","","","","","","","","","","","","","",9]
["SCH43C","10kW以上","C",43,345,14.835000000000001,14.4,14.3,1,2,5.4,6,6,5,"",4.5,5,"",4,4,4.5,5,"",4,4,"","","","","","","","","","","","","","","",9]
["SCH44C","10kW以上","C",44,345,15.18,14.4,14.3,1,2,5.4,6,6,5,"",4.5,5,5,4,"",4.5,5,"",4,4,"","","","","","","","","","","","","","","",9]
["SCH45C","10kW以上","C",45,345,15.525,14.4,14.4,1,2,5.4,6,6,5,"",4.5,5,5,4,"",4.5,5,5,4,"","","","","","","","","","","","","","","","",9]
["SCH46C","10kW以上","C",46,345,15.87,15.3,15.2,2,1,5.4,6,6,5,"",5.4,6,"",5,5,4.5,5,"",4,4,"","","","","","","","","","","","","","","",9]
["SCH47C","10kW以上","C",47,345,16.215,15.3,15.2,2,1,5.4,6,6,5,"",5.4,6,6,5,"",4.5,5,"",4,4,"","","","","","","","","","","","","","","",9]
["SCH48C","10kW以上","C",48,345,16.559999999999999,15.3,15.3,2,1,5.4,6,6,5,"",5.4,6,6,5,"",4.5,5,5,4,"","","","","","","","","","","","","","","","",9]
["SCH49C","10kW以上","C",49,345,16.905000000000001,16.200000000000003,16.2,3,"",5.4,6,6,5,"",5.4,6,"",5,5,5.4,6,"",5,5,"","","","","","","","","","","","","","","",9]
["SCH50C","10kW以上","C",50,345,17.25,16.200000000000003,16.2,3,"",5.4,6,6,5,"",5.4,6,6,5,"",5.4,6,"",5,5,"","","","","","","","","","","","","","","",9]
["SCH51C","10kW以上","C",51,345,17.594999999999999,16.200000000000003,16.2,3,"",5.4,6,6,5,"",5.4,6,6,5,"",5.4,6,6,5,"","","","","","","","","","","","","","","","",9]
["SCH52C","10kW以上","C",52,345,17.940000000000001,18.899999999999999,17.8,1,3,5.4,6,"",5,5,4.5,6,"",6,"",4.5,6,"",6,"",4.5,6,"",6,"","","","","","","","","","","",9]
["SCH53C","10kW以上","C",53,345,18.285,18.899999999999999,18.100000000000001,1,3,5.4,6,"",5,5,4.5,5,"",4,4,4.5,6,"",6,"",4.5,6,"",6,"","","","","","","","","","","",10]
["SCH54C","10kW以上","C",54,345,18.63,18.899999999999999,18.5,1,3,5.4,6,"",5,5,4.5,5,"",4,4,4.5,5,"",4,4,4.5,6,"",6,"","","","","","","","","","","",11]
["SCH55C","10kW以上","C",55,345,18.975000000000001,18.899999999999999,18.8,1,3,5.4,6,"",5,5,4.5,5,"",4,4,4.5,5,"",4,4,4.5,5,"",4,4,"","","","","","","","","","",12]
["SCH56C","10kW以上","C",56,345,19.32,18.899999999999999,18.8,1,3,5.4,6,6,5,"",4.5,5,"",4,4,4.5,5,"",4,4,4.5,5,"",4,4,"","","","","","","","","","",12]
["SCH57C","10kW以上","C",57,345,19.664999999999999,18.899999999999999,18.8,1,3,5.4,6,6,5,"",4.5,5,5,4,"",4.5,5,"",4,4,4.5,5,"",4,4,"","","","","","","","","","",12]
["SCH58C","10kW以上","C",58,345,20.010000000000002,18.899999999999999,18.8,1,3,5.4,6,6,5,"",4.5,5,5,4,"",4.5,5,5,4,"",4.5,5,"",4,4,"","","","","","","","","","",12]
["SCH59C","10kW以上","C",59,345,20.355,18.899999999999999,18.899999999999999,1,3,5.4,6,6,5,"",4.5,5,5,4,"",4.5,5,5,4,"",4.5,5,5,4,"","","","","","","","","","","",12]
["SCH60C","10kW以上","C",60,345,20.7,19.8,19.7,2,2,5.4,6,6,5,"",5.4,6,6,5,"",4.5,5,"",4,4,4.5,5,"",4,4,"","","","","","","","","","",12]
["SCH61C","10kW以上","C",61,345,21.045000000000002,19.8,19.7,2,2,5.4,6,6,5,"",5.4,6,6,5,"",4.5,5,5,4,"",4.5,5,"",4,4,"","","","","","","","","","",12]
["SCH62C","10kW以上","C",62,345,21.39,19.8,19.8,2,2,5.4,6,6,5,"",5.4,6,6,5,"",4.5,5,5,4,"",4.5,5,5,4,"","","","","","","","","","","",12]
["SCH63C","10kW以上","C",63,345,21.734999999999999,20.700000000000003,20.6,3,1,5.4,6,6,5,"",5.4,6,6,5,"",5.4,6,"",5,5,4.5,5,"",4,4,"","","","","","","","","","",12]
["SCH64C","10kW以上","C",64,345,22.08,20.700000000000003,20.6,3,1,5.4,6,6,5,"",5.4,6,6,5,"",5.4,6,6,5,"",4.5,5,"",4,4,"","","","","","","","","","",12]
["SCH65C","10kW以上","C",65,345,22.425000000000001,20.700000000000003,20.7,3,1,5.4,6,6,5,"",5.4,6,6,5,"",5.4,6,6,5,"",4.5,5,5,4,"","","","","","","","","","","",12]
["SCH66C","10kW以上","C",66,345,22.77,21.6,21.6,4,"",5.4,6,6,5,"",5.4,6,6,5,"",5.4,6,"",5,5,5.4,6,"",5,5,"","","","","","","","","","",12]
["SCH67C","10kW以上","C",67,345,23.114999999999998,21.6,21.6,4,"",5.4,6,6,5,"",5.4,6,6,5,"",5.4,6,6,5,"",5.4,6,"",5,5,"","","","","","","","","","",12]
["SCH68C","10kW以上","C",68,345,23.46,21.6,21.6,4,"",5.4,6,6,5,"",5.4,6,6,5,"",5.4,6,6,5,"",5.4,6,6,5,"","","","","","","","","","","",12]
["SCH69C","10kW以上","C",69,345,23.805,24.3,23.5,2,3,5.4,6,"",5,5,5.4,6,"",5,5,4.5,5,"",4,4,4.5,6,"",6,"",4.5,6,"",6,"","","","","","",13]
["SCH70C","10kW以上","C",70,345,24.15,24.3,23.9,2,3,5.4,6,"",5,5,5.4,6,"",5,5,4.5,5,"",4,4,4.5,5,"",4,4,4.5,6,"",6,"","","","","","",14]
["SCH71C","10kW以上","C",71,345,24.495000000000001,24.3,24.2,2,3,5.4,6,"",5,5,5.4,6,"",5,5,4.5,5,"",4,4,4.5,5,"",4,4,4.5,5,"",4,4,"","","","","",15]
["SCH72C","10kW以上","C",72,345,24.84,24.3,24.2,2,3,5.4,6,6,5,"",5.4,6,"",5,5,4.5,5,"",4,4,4.5,5,"",4,4,4.5,5,"",4,4,"","","","","",15]
["SCH73C","10kW以上","C",73,345,25.184999999999999,24.3,24.2,2,3,5.4,6,6,5,"",5.4,6,6,5,"",4.5,5,"",4,4,4.5,5,"",4,4,4.5,5,"",4,4,"","","","","",15]
["SCH74C","10kW以上","C",74,345,25.53,24.3,24.2,2,3,5.4,6,6,5,"",5.4,6,6,5,"",4.5,5,5,4,"",4.5,5,"",4,4,4.5,5,"",4,4,"","","","","",15]
["SCH75C","10kW以上","C",75,345,25.875,24.3,24.2,2,3,5.4,6,6,5,"",5.4,6,6,5,"",4.5,5,5,4,"",4.5,5,5,4,"",4.5,5,"",4,4,"","","","","",15]
["SCH76C","10kW以上","C",76,345,26.22,24.3,24.3,2,3,5.4,6,6,5,"",5.4,6,6,5,"",4.5,5,5,4,"",4.5,5,5,4,"",4.5,5,5,4,"","","","","","",15]
["SCH77C","10kW以上","C",77,345,26.565000000000001,25.200000000000003,25.1,3,2,5.4,6,6,5,"",5.4,6,6,5,"",5.4,6,6,5,"",4.5,5,"",4,4,4.5,5,"",4,4,"","","","","",15]
["SCH78C","10kW以上","C",78,345,26.91,25.200000000000003,25.1,3,2,5.4,6,6,5,"",5.4,6,6,5,"",5.4,6,6,5,"",4.5,5,5,4,"",4.5,5,"",4,4,"","","","","",15]
["SCH79C","10kW以上","C",79,345,27.254999999999999,25.200000000000003,25.2,3,2,5.4,6,6,5,"",5.4,6,6,5,"",5.4,6,6,5,"",4.5,5,5,4,"",4.5,5,5,4,"","","","","","",15]
["SCH80C","10kW以上","C",80,345,27.6,26.1,26,4,1,5.4,6,6,5,"",5.4,6,6,5,"",5.4,6,6,5,"",5.4,6,"",5,5,4.5,5,"",4,4,"","","","","",15]
["SCH81C","10kW以上","C",81,345,27.945,26.1,26,4,1,5.4,6,6,5,"",5.4,6,6,5,"",5.4,6,6,5,"",5.4,6,6,5,"",4.5,5,"",4,4,"","","","","",15]
["SCH82C","10kW以上","C",82,345,28.29,26.1,26.1,4,1,5.4,6,6,5,"",5.4,6,6,5,"",5.4,6,6,5,"",5.4,6,6,5,"",4.5,5,5,4,"","","","","","",15]
["SCH83C","10kW以上","C",83,345,28.635000000000002,27,27,5,"",5.4,6,6,5,"",5.4,6,6,5,"",5.4,6,6,5,"",5.4,6,"",5,5,5.4,6,"",5,5,"","","","","",15]
["SCH84C","10kW以上","C",84,345,28.98,27,27,5,"",5.4,6,6,5,"",5.4,6,6,5,"",5.4,6,6,5,"",5.4,6,6,5,"",5.4,6,"",5,5,"","","","","",15]
["SCH85C","10kW以上","C",85,345,29.324999999999999,27,27,5,"",5.4,6,6,5,"",5.4,6,6,5,"",5.4,6,6,5,"",5.4,6,6,5,"",5.4,6,6,5,"","","","","","",15]
["SCH86C","10kW以上","C",86,345,29.67,29.700000000000003,29.3,3,3,5.4,6,"",5,5,5.4,6,"",5,5,5.4,6,"",5,5,4.5,5,"",4,4,4.5,5,"",4,4,4.5,6,"",6,"",17]
["SCH87C","10kW以上","C",87,345,30.015000000000001,29.700000000000003,29.6,3,3,5.4,6,"",5,5,5.4,6,"",5,5,5.4,6,"",5,5,4.5,5,"",4,4,4.5,5,"",4,4,4.5,5,"",4,4,18]
["SCH88C","10kW以上","C",88,345,30.36,29.700000000000003,29.6,3,3,5.4,6,6,5,"",5.4,6,"",5,5,5.4,6,"",5,5,4.5,5,"",4,4,4.5,5,"",4,4,4.5,5,"",4,4,18]
["SCH89C","10kW以上","C",89,345,30.704999999999998,29.700000000000003,29.6,3,3,5.4,6,6,5,"",5.4,6,6,5,"",5.4,6,"",5,5,4.5,5,"",4,4,4.5,5,"",4,4,4.5,5,"",4,4,18]
["SCH90C","10kW以上","C",90,345,31.05,29.700000000000003,29.6,3,3,5.4,6,6,5,"",5.4,6,6,5,"",5.4,6,6,5,"",4.5,5,"",4,4,4.5,5,"",4,4,4.5,5,"",4,4,18]
["SCH91C","10kW以上","C",91,345,31.395,29.700000000000003,29.6,3,3,5.4,6,6,5,"",5.4,6,6,5,"",5.4,6,6,5,"",4.5,5,5,4,"",4.5,5,"",4,4,4.5,5,"",4,4,18]
["SCH92C","10kW以上","C",92,345,31.74,29.700000000000003,29.6,3,3,5.4,6,6,5,"",5.4,6,6,5,"",5.4,6,6,5,"",4.5,5,5,4,"",4.5,5,5,4,"",4.5,5,"",4,4,18]
["SCH93C","10kW以上","C",93,345,32.085000000000001,29.700000000000003,29.7,3,3,5.4,6,6,5,"",5.4,6,6,5,"",5.4,6,6,5,"",4.5,5,5,4,"",4.5,5,5,4,"",4.5,5,5,4,"",18]
["SCH94C","10kW以上","C",94,345,32.43,30.6,30.5,4,2,5.4,6,6,5,"",5.4,6,6,5,"",5.4,6,6,5,"",5.4,6,6,5,"",4.5,5,"",4,4,4.5,5,"",4,4,18]
["SCH95C","10kW以上","C",95,345,32.774999999999999,30.6,30.5,4,2,5.4,6,6,5,"",5.4,6,6,5,"",5.4,6,6,5,"",5.4,6,6,5,"",4.5,5,5,4,"",4.5,5,"",4,4,18]
["SCH96C","10kW以上","C",96,345,33.119999999999997,30.6,30.6,4,2,5.4,6,6,5,"",5.4,6,6,5,"",5.4,6,6,5,"",5.4,6,6,5,"",4.5,5,5,4,"",4.5,5,5,4,"",18]
["SCH97C","10kW以上","C",97,345,33.465000000000003,31.5,31.4,5,1,5.4,6,6,5,"",5.4,6,6,5,"",5.4,6,6,5,"",5.4,6,6,5,"",5.4,6,"",5,5,4.5,5,"",4,4,18]
["SCH98C","10kW以上","C",98,345,33.81,31.5,31.4,5,1,5.4,6,6,5,"",5.4,6,6,5,"",5.4,6,6,5,"",5.4,6,6,5,"",5.4,6,6,5,"",4.5,5,"",4,4,18]
["SCH99C","10kW以上","C",99,345,34.155000000000001,31.5,31.5,5,1,5.4,6,6,5,"",5.4,6,6,5,"",5.4,6,6,5,"",5.4,6,6,5,"",5.4,6,6,5,"",4.5,5,5,4,"",18]
["SCH100C","10kW以上","C",100,345,34.5,32.400000000000006,32.4,6,"",5.4,6,6,5,"",5.4,6,6,5,"",5.4,6,6,5,"",5.4,6,6,5,"",5.4,6,"",5,5,5.4,6,"",5,5,18]
["SCH101C","10kW以上","C",101,345,34.844999999999999,32.400000000000006,32.4,6,"",5.4,6,6,5,"",5.4,6,6,5,"",5.4,6,6,5,"",5.4,6,6,5,"",5.4,6,6,5,"",5.4,6,"",5,5,18]
["SCH102C","10kW以上","C",102,345,35.19,32.400000000000006,32.4,6,"",5.4,6,6,5,"",5.4,6,6,5,"",5.4,6,6,5,"",5.4,6,6,5,"",5.4,6,6,5,"",5.4,6,6,5,"",18]
["SCL15B","10kW未満","B",15,345,5.1749999999999998,4.5,4.5,"",1,4.5,5,5,5,"","","","","","","","","","","","","","","","","","","","","","","","","","",3]
["SCL16B","10kW未満","B",16,345,5.52,4.5,4.5,"",1,4.5,6,"",5,5,"","","","","","","","","","","","","","","","","","","","","","","","","",3]
["SCL18B","10kW未満","B",18,345,6.21,5.4,5.4,1,"",5.4,6,6,6,"","","","","","","","","","","","","","","","","","","","","","","","","","",3]
["SCL19B","10kW未満","B",19,345,6.5549999999999997,5.4,5.4,1,"",5.4,5,5,5,4,"","","","","","","","","","","","","","","","","","","","","","","","","",4]
["SCL29B","10kW未満","B",29,345,10.005000000000001,9,9,"",2,4.5,5,5,5,"",4.5,5,5,4,"","","","","","","","","","","","","","","","","","","","","",6]
["SCL30B","10kW未満","B",30,345,10.35,9,9,"",2,4.5,5,5,5,"",4.5,5,5,5,"","","","","","","","","","","","","","","","","","","","","",6]
["SCL31B","10kW未満","B",31,345,10.695,9,9,"",2,4.5,6,"",5,5,4.5,5,5,5,"","","","","","","","","","","","","","","","","","","","","",6]
["SCL32B","10kW未満","B",32,345,11.04,9,9,"",2,4.5,6,"",5,5,4.5,6,"",5,5,"","","","","","","","","","","","","","","","","","","","",6]
["SCL33B","10kW未満","B",33,345,11.385,9.9,9.9,1,1,5.4,6,6,6,"",4.5,5,5,5,"","","","","","","","","","","","","","","","","","","","","",6]
["SCL34B","10kW未満","B",34,345,11.73,9.9,9.9,1,1,5.4,5,5,5,4,4.5,5,5,5,"","","","","","","","","","","","","","","","","","","","","",7]
["SCL35B","10kW未満","B",35,345,12.074999999999999,9.9,9.9,1,1,5.4,5,5,5,4,4.5,6,"",5,5,"","","","","","","","","","","","","","","","","","","","",7]
["SCH36B","10kW以上","B",36,345,12.42,10.8,10.8,2,"",5.4,6,6,6,"",5.4,6,6,6,"","","","","","","","","","","","","","","","","","","","","",6]
["SCH37B","10kW以上","B",37,345,12.765000000000001,10.8,10.8,2,"",5.4,5,5,5,4,5.4,6,6,6,"","","","","","","","","","","","","","","","","","","","","",7]
["SCH43B","10kW以上","B",43,345,14.835000000000001,13.5,13.5,"",3,4.5,5,5,5,"",4.5,5,5,4,"",4.5,5,5,4,"","","","","","","","","","","","","","","","",9]
["SCH44B","10kW以上","B",44,345,15.18,13.5,13.5,"",3,4.5,5,5,5,"",4.5,5,5,5,"",4.5,5,5,4,"","","","","","","","","","","","","","","","",9]
["SCH46B","10kW以上","B",46,345,15.87,13.5,13.5,"",3,4.5,6,"",5,5,4.5,5,5,5,"",4.5,5,5,5,"","","","","","","","","","","","","","","","",9]
["SCH47B","10kW以上","B",47,345,16.215,13.5,13.5,"",3,4.5,6,"",5,5,4.5,6,"",5,5,4.5,5,5,5,"","","","","","","","","","","","","","","","",9]
["SCH49B","10kW以上","B",49,345,16.905000000000001,14.4,14.4,1,2,5.4,5,5,5,4,4.5,5,5,5,"",4.5,5,5,5,"","","","","","","","","","","","","","","","",10]
["SCH50B","10kW以上","B",50,345,17.25,14.4,14.4,1,2,5.4,5,5,5,4,4.5,6,"",5,5,4.5,5,5,5,"","","","","","","","","","","","","","","","",10]
["SCH52B","10kW以上","B",52,345,17.940000000000001,15.3,15.3,2,1,5.4,5,5,5,4,5.4,6,6,6,"",4.5,5,5,5,"","","","","","","","","","","","","","","","",10]
["SCH53B","10kW以上","B",53,345,18.285,15.3,15.3,2,1,5.4,5,5,5,4,5.4,5,5,5,4,4.5,5,5,5,"","","","","","","","","","","","","","","","",11]
["SCH55B","10kW以上","B",55,345,18.975000000000001,16.200000000000003,16.2,3,"",5.4,5,5,5,4,5.4,6,6,6,"",5.4,6,6,6,"","","","","","","","","","","","","","","","",10]
["SCH56B","10kW以上","B",56,345,19.32,16.200000000000003,16.2,3,"",5.4,5,5,5,4,5.4,5,5,5,4,5.4,6,6,6,"","","","","","","","","","","","","","","","",11]
["SCH60B","10kW以上","B",60,345,20.7,18.899999999999999,18.899999999999999,1,3,5.4,6,6,6,"",4.5,5,5,4,"",4.5,5,5,4,"",4.5,5,5,4,"","","","","","","","","","","",12]
["SCH61B","10kW以上","B",61,345,21.045000000000002,18.899999999999999,18.899999999999999,1,3,5.4,6,6,6,"",4.5,5,5,5,"",4.5,5,5,4,"",4.5,5,5,4,"","","","","","","","","","","",12]
["SCH63B","10kW以上","B",63,345,21.734999999999999,18.899999999999999,18.899999999999999,1,3,5.4,6,6,6,"",4.5,5,5,5,"",4.5,5,5,5,"",4.5,5,5,5,"","","","","","","","","","","",12]
["SCH64B","10kW以上","B",64,345,22.08,18.899999999999999,18.899999999999999,1,3,5.4,5,5,5,4,4.5,5,5,5,"",4.5,5,5,5,"",4.5,5,5,5,"","","","","","","","","","","",13]
["SCH66B","10kW以上","B",66,345,22.77,18.899999999999999,18.899999999999999,1,3,5.4,5,5,5,4,4.5,6,"",5,5,4.5,6,"",5,5,4.5,5,5,5,"","","","","","","","","","","",13]
["SCH67B","10kW以上","B",67,345,23.114999999999998,18.899999999999999,18.899999999999999,1,3,5.4,5,5,5,4,4.5,6,"",5,5,4.5,6,"",5,5,4.5,6,"",5,5,"","","","","","","","","","",13]
["SCH69B","10kW以上","B",69,345,23.805,19.8,19.8,2,2,5.4,5,5,5,4,5.4,5,5,5,4,4.5,6,"",5,5,4.5,5,5,5,"","","","","","","","","","","",14]
["SCH70B","10kW以上","B",70,345,24.15,19.8,19.8,2,2,5.4,5,5,5,4,5.4,5,5,5,4,4.5,6,"",5,5,4.5,6,"",5,5,"","","","","","","","","","",14]
["SCH71B","10kW以上","B",71,345,24.495000000000001,20.700000000000003,20.7,3,1,5.4,5,5,5,4,5.4,5,5,5,4,5.4,6,6,6,"",4.5,5,5,5,"","","","","","","","","","","",14]
["SCH72B","10kW以上","B",72,345,24.84,20.700000000000003,20.7,3,1,5.4,5,5,5,4,5.4,5,5,5,4,5.4,5,5,5,4,4.5,5,5,5,"","","","","","","","","","","",15]
["SCH74B","10kW以上","B",74,345,25.53,21.6,21.6,4,"",5.4,5,5,5,4,5.4,5,5,5,4,5.4,6,6,6,"",5.4,6,6,6,"","","","","","","","","","","",14]
["SCH75B","10kW以上","B",75,345,25.875,21.6,21.6,4,"",5.4,5,5,5,4,5.4,5,5,5,4,5.4,5,5,5,4,5.4,6,6,6,"","","","","","","","","","","",15]
["SCH77B","10kW以上","B",77,345,26.565000000000001,24.3,24.3,2,3,5.4,6,6,6,"",5.4,6,6,5,"",4.5,5,5,4,"",4.5,5,5,4,"",4.5,5,5,4,"","","","","","",15]
["SCH78B","10kW以上","B",78,345,26.91,24.3,24.3,2,3,5.4,6,6,6,"",5.4,6,6,6,"",4.5,5,5,4,"",4.5,5,5,4,"",4.5,5,5,4,"","","","","","",15]
["SCH80B","10kW以上","B",80,345,27.6,24.3,24.3,2,3,5.4,6,6,6,"",5.4,6,6,6,"",4.5,5,5,5,"",4.5,5,5,5,"",4.5,5,5,4,"","","","","","",15]
["SCH81B","10kW以上","B",81,345,27.945,24.3,24.3,2,3,5.4,6,6,6,"",5.4,6,6,6,"",4.5,5,5,5,"",4.5,5,5,5,"",4.5,5,5,5,"","","","","","",15]
["SCH83B","10kW以上","B",83,345,28.635000000000002,24.3,24.3,2,3,5.4,5,5,5,4,5.4,5,5,5,4,4.5,5,5,5,"",4.5,5,5,5,"",4.5,5,5,5,"","","","","","",17]
["SCH84B","10kW以上","B",84,345,28.98,24.3,24.3,2,3,5.4,5,5,5,4,5.4,5,5,5,4,4.5,6,"",5,5,4.5,5,5,5,"",4.5,5,5,5,"","","","","","",17]
["SCH86B","10kW以上","B",86,345,29.67,24.3,24.3,2,3,5.4,5,5,5,4,5.4,5,5,5,4,4.5,6,"",5,5,4.5,6,"",5,5,4.5,6,"",5,5,"","","","","",17]
["SCH87B","10kW以上","B",87,345,30.015000000000001,25.200000000000003,25.2,3,2,5.4,5,5,5,4,5.4,5,5,5,4,5.4,5,5,5,4,4.5,5,5,5,"",4.5,5,5,5,"","","","","","",18]
["SCH89B","10kW以上","B",89,345,30.704999999999998,25.200000000000003,25.2,3,2,5.4,5,5,5,4,5.4,5,5,5,4,5.4,5,5,5,4,4.5,6,"",5,5,4.5,6,"",5,5,"","","","","",18]
["SCH90B","10kW以上","B",90,345,31.05,26.1,26.1,4,1,5.4,5,5,5,4,5.4,5,5,5,4,5.4,5,5,5,4,5.4,6,6,6,"",4.5,5,5,5,"","","","","","",18]
["SCH92B","10kW以上","B",92,345,31.74,26.1,26.1,4,1,5.4,5,5,5,4,5.4,5,5,5,4,5.4,5,5,5,4,5.4,5,5,5,4,4.5,6,"",5,5,"","","","","",19]
["SCH93B","10kW以上","B",93,345,32.085000000000001,27,27,5,"",5.4,5,5,5,4,5.4,5,5,5,4,5.4,5,5,5,4,5.4,6,6,6,"",5.4,6,6,6,"","","","","","",18]
["SCH95B","10kW以上","B",95,345,32.774999999999999,27,27,5,"",5.4,5,5,5,4,5.4,5,5,5,4,5.4,5,5,5,4,5.4,5,5,5,4,5.4,5,5,5,4,"","","","","",20]
["SCH96B","10kW以上","B",96,345,33.119999999999997,29.700000000000003,29.7,3,3,5.4,6,6,6,"",5.4,6,6,6,"",5.4,6,6,6,"",4.5,5,5,4,"",4.5,5,5,4,"",4.5,5,5,4,"",18]
["SCH98B","10kW以上","B",98,345,33.81,29.700000000000003,29.7,3,3,5.4,6,6,6,"",5.4,6,6,6,"",5.4,6,6,6,"",4.5,5,5,5,"",4.5,5,5,5,"",4.5,5,5,4,"",18]
["SCH99B","10kW以上","B",99,345,34.155000000000001,29.700000000000003,29.7,3,3,5.4,6,6,6,"",5.4,6,6,6,"",5.4,6,6,6,"",4.5,5,5,5,"",4.5,5,5,5,"",4.5,5,5,5,"",18]
["SCH101B","10kW以上","B",101,345,34.844999999999999,29.700000000000003,29.7,3,3,5.4,5,5,5,4,5.4,5,5,5,4,5.4,6,6,6,"",4.5,5,5,5,"",4.5,5,5,5,"",4.5,5,5,5,"",20]
["SCH102B","10kW以上","B",102,345,35.19,29.700000000000003,29.7,3,3,5.4,5,5,5,4,5.4,5,5,5,4,5.4,5,5,5,4,4.5,5,5,5,"",4.5,5,5,5,"",4.5,5,5,5,"",21]
["SCH104B","10kW以上","B",104,345,35.880000000000003,29.700000000000003,29.7,3,3,5.4,5,5,5,4,5.4,5,5,5,4,5.4,5,5,5,4,4.5,6,"",5,5,4.5,6,"",5,5,4.5,5,5,5,"",21]
["SCH105B","10kW以上","B",105,345,36.225000000000001,29.700000000000003,29.7,3,3,5.4,5,5,5,4,5.4,5,5,5,4,5.4,5,5,5,4,4.5,6,"",5,5,4.5,6,"",5,5,4.5,6,"",5,5,21]
["SCH107B","10kW以上","B",107,345,36.914999999999999,30.6,30.6,4,2,5.4,5,5,5,4,5.4,5,5,5,4,5.4,5,5,5,4,5.4,5,5,5,4,4.5,6,"",5,5,4.5,5,5,5,"",22]
["SCH108B","10kW以上","B",108,345,37.26,30.6,30.6,4,2,5.4,5,5,5,4,5.4,5,5,5,4,5.4,5,5,5,4,5.4,5,5,5,4,4.5,6,"",5,5,4.5,6,"",5,5,22]
["SCH110B","10kW以上","B",110,345,37.950000000000003,31.5,31.5,5,1,5.4,5,5,5,4,5.4,5,5,5,4,5.4,5,5,5,4,5.4,5,5,5,4,5.4,5,5,5,4,4.5,5,5,5,"",23]
["SCH111B","10kW以上","B",111,345,38.295000000000002,31.5,31.5,5,1,5.4,5,5,5,4,5.4,5,5,5,4,5.4,5,5,5,4,5.4,5,5,5,4,5.4,5,5,5,4,4.5,6,"",5,5,23]
["SCH113B","10kW以上","B",113,345,38.984999999999999,32.400000000000006,32.4,6,"",5.4,5,5,5,4,5.4,5,5,5,4,5.4,5,5,5,4,5.4,5,5,5,4,5.4,5,5,5,4,5.4,6,6,6,"",23]
["SCH114B","10kW以上","B",114,345,39.33,32.400000000000006,32.4,6,"",5.4,5,5,5,4,5.4,5,5,5,4,5.4,5,5,5,4,5.4,5,5,5,4,5.4,5,5,5,4,5.4,5,5,5,4,24]
["SCL18A","10kW未満","A",18,345,6.21,4.5,4.5,"",1,4.5,6,6,6,"","","","","","","","","","","","","","","","","","","","","","","","","","",3]
["SCL20A","10kW未満","A",20,345,6.9,5.4,5.4,1,"",5.4,5,5,5,5,"","","","","","","","","","","","","","","","","","","","","","","","","",4]
["SCL22A","10kW未満","A",22,345,7.59,5.4,5.4,1,"",5.4,6,6,5,5,"","","","","","","","","","","","","","","","","","","","","","","","","",4]
["SCL33A","10kW未満","A",33,345,11.385,9,9,"",2,4.5,6,6,5,"",4.5,6,"",5,5,"","","","","","","","","","","","","","","","","","","","",6]
["SCL35A","10kW未満","A",35,345,12.074999999999999,9,9,"",2,4.5,6,6,6,"",4.5,6,6,5,"","","","","","","","","","","","","","","","","","","","","",6]
["SCL36A","10kW未満","A",36,345,12.42,9,9,"",2,4.5,6,6,6,"",4.5,6,6,6,"","","","","","","","","","","","","","","","","","","","","",6]
["SCL38A","10kW未満","A",38,345,13.11,9.9,9.9,1,1,5.4,6,5,5,5,4.5,6,6,5,"","","","","","","","","","","","","","","","","","","","","",7]
["SCL39A","10kW未満","A",39,345,13.455,9.9,9.9,1,1,5.4,6,6,5,5,4.5,6,6,5,"","","","","","","","","","","","","","","","","","","","","",7]
["SCH39A","10kW以上","A",39,345,13.455,10.8,10.8,2,"",5.4,5,5,5,5,5.4,5,5,5,4,"","","","","","","","","","","","","","","","","","","","",8]
["SCH40A","10kW以上","A",40,345,13.8,10.8,10.8,2,"",5.4,5,5,5,5,5.4,5,5,5,5,"","","","","","","","","","","","","","","","","","","","",8]
["SCH42A","10kW以上","A",42,345,14.49,10.8,10.8,2,"",5.4,6,5,5,5,5.4,6,5,5,5,"","","","","","","","","","","","","","","","","","","","",8]
["SCH43A","10kW以上","A",43,345,14.835000000000001,10.8,10.8,2,"",5.4,6,6,5,5,5.4,6,5,5,5,"","","","","","","","","","","","","","","","","","","","",8]
["SCH49A","10kW以上","A",49,345,16.905000000000001,13.5,13.5,"",3,4.5,6,6,5,"",4.5,6,"",5,5,4.5,6,"",5,5,"","","","","","","","","","","","","","","",9]
["SCH50A","10kW以上","A",50,345,17.25,13.5,13.5,"",3,4.5,6,6,5,"",4.5,6,6,5,"",4.5,6,"",5,5,"","","","","","","","","","","","","","","",9]
["SCH51A","10kW以上","A",51,345,17.594999999999999,13.5,13.5,"",3,4.5,6,6,5,"",4.5,6,6,5,"",4.5,6,6,5,"","","","","","","","","","","","","","","","",9]
["SCH52A","10kW以上","A",52,345,17.940000000000001,13.5,13.5,"",3,4.5,6,6,6,"",4.5,6,6,5,"",4.5,6,6,5,"","","","","","","","","","","","","","","","",9]
["SCH54A","10kW以上","A",54,345,18.63,13.5,13.5,"",3,4.5,6,6,6,"",4.5,6,6,6,"",4.5,6,6,6,"","","","","","","","","","","","","","","","",9]
["SCH55A","10kW以上","A",55,345,18.975000000000001,14.4,14.4,1,2,5.4,6,5,5,5,4.5,6,6,5,"",4.5,6,6,5,"","","","","","","","","","","","","","","","",10]
["SCH57A","10kW以上","A",57,345,19.664999999999999,14.4,14.4,1,2,5.4,6,6,5,5,4.5,6,6,6,"",4.5,6,6,5,"","","","","","","","","","","","","","","","",10]
["SCH58A","10kW以上","A",58,345,20.010000000000002,14.4,14.4,1,2,5.4,6,6,5,5,4.5,6,6,6,"",4.5,6,6,6,"","","","","","","","","","","","","","","","",10]
["SCH60A","10kW以上","A",60,345,20.7,15.3,15.3,2,1,5.4,6,6,5,5,5.4,6,5,5,5,4.5,6,6,5,"","","","","","","","","","","","","","","","",11]
["SCH61A","10kW以上","A",61,345,21.045000000000002,15.3,15.3,2,1,5.4,6,6,5,5,5.4,6,6,5,5,4.5,6,6,5,"","","","","","","","","","","","","","","","",11]
["SCH63A","10kW以上","A",63,345,21.734999999999999,16.200000000000003,16.2,3,"",5.4,6,5,5,5,5.4,6,5,5,5,5.4,6,5,5,5,"","","","","","","","","","","","","","","",12]
["SCH64A","10kW以上","A",64,345,22.08,16.200000000000003,16.2,3,"",5.4,6,6,5,5,5.4,6,5,5,5,5.4,6,5,5,5,"","","","","","","","","","","","","","","",12]
["SCH66A","10kW以上","A",66,345,22.77,16.200000000000003,16.2,3,"",5.4,6,6,5,5,5.4,6,6,5,5,5.4,6,6,5,5,"","","","","","","","","","","","","","","",12]
["SCH69A","10kW以上","A",69,345,23.805,18.899999999999999,18.899999999999999,1,3,5.4,6,5,5,5,4.5,6,"",5,5,4.5,6,"",5,5,4.5,6,"",5,5,"","","","","","","","","","",13]
["SCH71A","10kW以上","A",71,345,24.495000000000001,18.899999999999999,18.899999999999999,1,3,5.4,6,5,5,5,4.5,6,6,5,"",4.5,6,6,5,"",4.5,6,"",5,5,"","","","","","","","","","",13]
["SCH72A","10kW以上","A",72,345,24.84,18.899999999999999,18.899999999999999,1,3,5.4,6,5,5,5,4.5,6,6,5,"",4.5,6,6,5,"",4.5,6,6,5,"","","","","","","","","","","",13]
["SCH74A","10kW以上","A",74,345,25.53,18.899999999999999,18.899999999999999,1,3,5.4,6,6,5,5,4.5,6,6,6,"",4.5,6,6,5,"",4.5,6,6,5,"","","","","","","","","","","",13]
["SCH75A","10kW以上","A",75,345,25.875,18.899999999999999,18.899999999999999,1,3,5.4,6,6,5,5,4.5,6,6,6,"",4.5,6,6,6,"",4.5,6,6,5,"","","","","","","","","","","",13]
["SCH77A","10kW以上","A",77,345,26.565000000000001,19.8,19.8,2,2,5.4,6,6,5,5,5.4,6,5,5,5,4.5,6,6,5,"",4.5,6,6,5,"","","","","","","","","","","",14]
["SCH78A","10kW以上","A",78,345,26.91,19.8,19.8,2,2,5.4,6,6,5,5,5.4,6,6,5,5,4.5,6,6,5,"",4.5,6,6,5,"","","","","","","","","","","",14]
["SCH80A","10kW以上","A",80,345,27.6,19.8,19.8,2,2,5.4,6,6,5,5,5.4,6,6,5,5,4.5,6,6,6,"",4.5,6,6,6,"","","","","","","","","","","",14]
["SCH81A","10kW以上","A",81,345,27.945,20.700000000000003,20.7,3,1,5.4,6,6,5,5,5.4,6,5,5,5,5.4,6,5,5,5,4.5,6,6,5,"","","","","","","","","","","",15]
["SCH83A","10kW以上","A",83,345,28.635000000000002,20.700000000000003,20.7,3,1,5.4,6,6,5,5,5.4,6,6,5,5,5.4,6,6,5,5,4.5,6,6,5,"","","","","","","","","","","",15]
["SCH84A","10kW以上","A",84,345,28.98,20.700000000000003,20.7,3,1,5.4,6,6,5,5,5.4,6,6,5,5,5.4,6,6,5,5,4.5,6,6,6,"","","","","","","","","","","",15]
["SCH86A","10kW以上","A",86,345,29.67,21.6,21.6,4,"",5.4,6,6,5,5,5.4,6,6,5,5,5.4,6,5,5,5,5.4,6,5,5,5,"","","","","","","","","","",16]
["SCH87A","10kW以上","A",87,345,30.015000000000001,21.6,21.6,4,"",5.4,6,6,5,5,5.4,6,6,5,5,5.4,6,6,5,5,5.4,6,5,5,5,"","","","","","","","","","",16]
["SCH89A","10kW以上","A",89,345,30.704999999999998,24.3,24.3,2,3,5.4,6,5,5,5,5.4,5,5,5,5,4.5,6,"",5,5,4.5,6,"",5,5,4.5,6,"",5,5,"","","","","",17]
["SCH90A","10kW以上","A",90,345,31.05,24.3,24.3,2,3,5.4,6,5,5,5,5.4,6,5,5,5,4.5,6,"",5,5,4.5,6,"",5,5,4.5,6,"",5,5,"","","","","",17]
["SCH92A","10kW以上","A",92,345,31.74,24.3,24.3,2,3,5.4,6,5,5,5,5.4,6,5,5,5,4.5,6,6,5,"",4.5,6,6,5,"",4.5,6,"",5,5,"","","","","",17]
["SCH93A","10kW以上","A",93,345,32.085000000000001,24.3,24.3,2,3,5.4,6,5,5,5,5.4,6,5,5,5,4.5,6,6,5,"",4.5,6,6,5,"",4.5,6,6,5,"","","","","","",17]
["SCH95A","10kW以上","A",95,345,32.774999999999999,24.3,24.3,2,3,5.4,6,6,5,5,5.4,6,6,5,5,4.5,6,6,5,"",4.5,6,6,5,"",4.5,6,6,5,"","","","","","",17]
["SCH96A","10kW以上","A",96,345,33.119999999999997,24.3,24.3,2,3,5.4,6,6,5,5,5.4,6,6,5,5,4.5,6,6,6,"",4.5,6,6,5,"",4.5,6,6,5,"","","","","","",17]
["SCH98A","10kW以上","A",98,345,33.81,24.3,24.3,2,3,5.4,6,6,5,5,5.4,6,6,5,5,4.5,6,6,6,"",4.5,6,6,6,"",4.5,6,6,6,"","","","","","",17]
["SCH99A","10kW以上","A",99,345,34.155000000000001,25.200000000000003,25.2,3,2,5.4,6,6,5,5,5.4,6,6,5,5,5.4,6,5,5,5,4.5,6,6,5,"",4.5,6,6,5,"","","","","","",18]
["SCH101A","10kW以上","A",101,345,34.844999999999999,25.200000000000003,25.2,3,2,5.4,6,6,5,5,5.4,6,6,5,5,5.4,6,6,5,5,4.5,6,6,6,"",4.5,6,6,5,"","","","","","",18]
["SCH102A","10kW以上","A",102,345,35.19,25.200000000000003,25.2,3,2,5.4,6,6,5,5,5.4,6,6,5,5,5.4,6,6,5,5,4.5,6,6,6,"",4.5,6,6,6,"","","","","","",18]
["SCH104A","10kW以上","A",104,345,35.880000000000003,26.1,26.1,4,1,5.4,6,6,5,5,5.4,6,6,5,5,5.4,6,6,5,5,5.4,6,5,5,5,4.5,6,6,5,"","","","","","",19]
["SCH105A","10kW以上","A",105,345,36.225000000000001,26.1,26.1,4,1,5.4,6,6,5,5,5.4,6,6,5,5,5.4,6,6,5,5,5.4,6,6,5,5,4.5,6,6,5,"","","","","","",19]
["SCH107A","10kW以上","A",107,345,36.914999999999999,27,27,5,"",5.4,6,6,5,5,5.4,6,6,5,5,5.4,6,5,5,5,5.4,6,5,5,5,5.4,6,5,5,5,"","","","","",20]
["SCH108A","10kW以上","A",108,345,37.26,27,27,5,"",5.4,6,6,5,5,5.4,6,6,5,5,5.4,6,6,5,5,5.4,6,5,5,5,5.4,6,5,5,5,"","","","","",20]
["SCH110A","10kW以上","A",110,345,37.950000000000003,27,27,5,"",5.4,6,6,5,5,5.4,6,6,5,5,5.4,6,6,5,5,5.4,6,6,5,5,5.4,6,6,5,5,"","","","","",20]
["SCH111A","10kW以上","A",111,345,38.295000000000002,29.700000000000003,29.7,3,3,5.4,6,5,5,5,5.4,6,5,5,5,5.4,6,5,5,5,4.5,6,"",5,5,4.5,6,"",5,5,4.5,6,"",5,5,21]
["SCH113A","10kW以上","A",113,345,38.984999999999999,29.700000000000003,29.7,3,3,5.4,6,5,5,5,5.4,6,5,5,5,5.4,6,5,5,5,4.5,6,6,5,"",4.5,6,6,5,"",4.5,6,"",5,5,21]
["SCH114A","10kW以上","A",114,345,39.33,29.700000000000003,29.7,3,3,5.4,6,5,5,5,5.4,6,5,5,5,5.4,6,5,5,5,4.5,6,6,5,"",4.5,6,6,5,"",4.5,6,6,5,"",21]
["SCH115A","10kW以上","A",115,345,39.674999999999997,29.700000000000003,29.7,3,3,5.4,6,6,5,5,5.4,6,5,5,5,5.4,6,5,5,5,4.5,6,6,5,"",4.5,6,6,5,"",4.5,6,6,5,"",21]
["SCH116A","10kW以上","A",116,345,40.020000000000003,29.700000000000003,29.7,3,3,5.4,6,6,5,5,5.4,6,6,5,5,5.4,6,5,5,5,4.5,6,6,5,"",4.5,6,6,5,"",4.5,6,6,5,"",21]
["SCH118A","10kW以上","A",118,345,40.71,29.700000000000003,29.7,3,3,5.4,6,6,5,5,5.4,6,6,5,5,5.4,6,6,5,5,4.5,6,6,6,"",4.5,6,6,5,"",4.5,6,6,5,"",21]
["SCH119A","10kW以上","A",119,345,41.055,29.700000000000003,29.7,3,3,5.4,6,6,5,5,5.4,6,6,5,5,5.4,6,6,5,5,4.5,6,6,6,"",4.5,6,6,6,"",4.5,6,6,5,"",21]
["SDL12E","10kW未満","E",12,285,3.42,4.5,3.4,"",1,4.5,6,"",6,"","",null,null,null,null,null,null,null,null,null,null,null,null,null,null,null,null,null,null,null,null,null,null,null,null,2]
["SDL13E","10kW未満","E",13,285,3.7050000000000001,4.5,3.7,"",1,4.5,7,"",6,"","","","","","",null,null,null,null,null,null,null,null,null,null,null,null,null,null,null,null,null,null,null,null,2]
["SDL15E","10kW未満","E",15,285,4.2750000000000004,5.4,4.2,1,"",5.4,8,"",7,"","","","","","",null,null,null,null,null,null,null,null,null,null,null,null,null,null,null,null,null,null,null,null,2]
["SDL16E","10kW未満","E",16,285,4.5599999999999996,5.4,4.5,1,"",5.4,8,"",8,"","","","","","",null,null,null,null,null,null,null,null,null,null,null,null,null,null,null,null,null,null,null,null,2]
["SDL21E","10kW未満","E",21,285,5.9850000000000003,9,5.9,"",2,4.5,6,"",5,"",4.5,5,"",5,"",null,null,null,null,null,null,null,null,null,null,null,null,null,null,null,null,null,null,null,null,4]
["SDL22E","10kW未満","E",22,285,6.27,9,6.2,"",2,4.5,6,"",5,"",4.5,6,"",5,"",null,null,null,null,null,null,null,null,null,null,null,null,null,null,null,null,null,null,null,null,4]
["SDL24E","10kW未満","E",24,285,6.84,9,6.8,"",2,4.5,6,"",6,"",4.5,6,"",6,"",null,null,null,null,null,null,null,null,null,null,null,null,null,null,null,null,null,null,null,null,4]
["SDL25E","10kW未満","E",25,285,7.125,9,7.1,"",2,4.5,7,"",6,"",4.5,6,"",6,"",null,null,null,null,null,null,null,null,null,null,null,null,null,null,null,null,null,null,null,null,4]
["SDL27E","10kW未満","E",27,285,7.6950000000000003,9.9,7.6,1,1,5.4,7,"",7,"",4.5,7,"",6,"",null,null,null,null,null,null,null,null,null,null,null,null,null,null,null,null,null,null,null,null,4]
["SDL28E","10kW未満","E",28,285,7.98,10.8,7.9,2,"",5.4,7,"",7,"",5.4,7,"",7,"",null,null,null,null,null,null,null,null,null,null,null,null,null,null,null,null,null,null,null,null,4]
["SDL30E","10kW未満","E",30,285,8.5500000000000007,10.8,8.5,2,"",5.4,8,"",7,"",5.4,8,"",7,"",null,null,null,null,null,null,null,null,null,null,null,null,null,null,null,null,null,null,null,null,4]
["SDL31E","10kW未満","E",31,285,8.8350000000000009,10.8,8.8000000000000007,2,"",5.4,8,"",8,"",5.4,8,"",7,"",null,null,null,null,null,null,null,null,null,null,null,null,null,null,null,null,null,null,null,null,4]
["SDH36E","10kW以上","E",36,285,10.26,13.5,10.199999999999999,"",3,4.5,6,null,6,null,4.5,6,null,6,null,4.5,6,null,6,null,null,null,null,null,null,null,null,null,null,null,null,null,null,null,null,6]
["SDH37E","10kW以上","E",37,285,10.545,13.5,10.5,"",3,4.5,7,null,6,null,4.5,6,null,6,null,4.5,6,null,6,null,null,null,null,null,null,null,null,null,null,null,null,null,null,null,null,6]
["SDH39E","10kW以上","E",39,285,11.115,13.5,11.1,"",3,4.5,7,null,6,null,4.5,7,null,6,null,4.5,7,null,6,null,null,null,null,null,null,null,null,null,null,null,null,null,null,null,null,6]
["SDH40E","10kW以上","E",40,285,11.4,14.4,11.4,1,2,5.4,7,null,7,null,4.5,7,null,6,null,4.5,7,null,6,null,null,null,null,null,null,null,null,null,null,null,null,null,null,null,null,6]
["SDH42E","10kW以上","E",42,285,11.97,16.200000000000003,11.9,3,"",5.4,7,null,7,null,5.4,7,null,7,null,5.4,7,null,7,null,null,null,null,null,null,null,null,null,null,null,null,null,null,null,null,6]
["SDH43E","10kW以上","E",43,285,12.255000000000001,16.200000000000003,12.2,3,"",5.4,8,null,7,null,5.4,7,null,7,null,5.4,7,null,7,null,null,null,null,null,null,null,null,null,null,null,null,null,null,null,null,6]
["SDH45E","10kW以上","E",45,285,12.824999999999999,16.200000000000003,12.8,3,"",5.4,8,null,7,null,5.4,8,null,7,null,5.4,8,null,7,null,null,null,null,null,null,null,null,null,null,null,null,null,null,null,null,6]
["SDH46E","10kW以上","E",46,285,13.11,16.200000000000003,13.1,3,"",5.4,8,null,8,null,5.4,8,null,7,null,5.4,8,null,7,null,null,null,null,null,null,null,null,null,null,null,null,null,null,null,null,6]
["SDH48E","10kW以上","E",48,285,13.68,16.200000000000003,13.6,3,"",5.4,8,null,8,null,5.4,8,null,8,null,5.4,8,null,8,null,null,null,null,null,null,null,null,null,null,null,null,null,null,null,null,6]
["SDH49E","10kW以上","E",49,285,13.965,18.899999999999999,13.9,1,3,5.4,8,null,7,null,4.5,6,null,6,null,4.5,6,null,5,null,4.5,6,null,5,null,null,null,null,null,null,null,null,null,null,null,8]
["SDH51E","10kW以上","E",51,285,14.535,18.899999999999999,14.5,1,3,5.4,8,null,7,null,4.5,6,null,6,null,4.5,6,null,6,null,4.5,6,null,6,null,null,null,null,null,null,null,null,null,null,null,8]
["SDH52E","10kW以上","E",52,285,14.82,18.899999999999999,14.8,1,3,5.4,8,null,8,null,4.5,6,null,6,null,4.5,6,null,6,null,4.5,6,null,6,null,null,null,null,null,null,null,null,null,null,null,8]
["SDH54E","10kW以上","E",54,285,15.39,18.899999999999999,15.3,1,3,5.4,8,null,8,null,4.5,7,null,6,null,4.5,7,null,6,null,4.5,6,null,6,null,null,null,null,null,null,null,null,null,null,null,8]
["SDH55E","10kW以上","E",55,285,15.675000000000001,18.899999999999999,15.6,1,3,5.4,8,null,8,null,4.5,7,null,6,null,4.5,7,null,6,null,4.5,7,null,6,null,null,null,null,null,null,null,null,null,null,null,8]
["SDH57E","10kW以上","E",57,285,16.245000000000001,19.8,16.2,2,2,5.4,8,null,8,null,5.4,8,null,8,null,4.5,7,null,6,null,4.5,6,null,6,null,null,null,null,null,null,null,null,null,null,null,8]
["SDH58E","10kW以上","E",58,285,16.53,19.8,16.5,2,2,5.4,8,null,8,null,5.4,8,null,8,null,4.5,7,null,6,null,4.5,7,null,6,null,null,null,null,null,null,null,null,null,null,null,8]
["SDH60E","10kW以上","E",60,285,17.100000000000001,20.700000000000003,17.100000000000001,3,1,5.4,8,null,8,null,5.4,8,null,8,null,5.4,8,null,8,null,4.5,6,null,6,null,null,null,null,null,null,null,null,null,null,null,8]
["SDH61E","10kW以上","E",61,285,17.385000000000002,20.700000000000003,17.3,3,1,5.4,8,null,8,null,5.4,8,null,8,null,5.4,8,null,8,null,4.5,7,null,6,null,null,null,null,null,null,null,null,null,null,null,8]
["SDH63E","10kW以上","E",63,285,17.954999999999998,21.6,17.899999999999999,4,"",5.4,8,null,8,null,5.4,8,null,8,null,5.4,8,null,8,null,5.4,8,null,7,null,null,null,null,null,null,null,null,null,null,null,8]
["SDH64E","10kW以上","E",64,285,18.239999999999998,21.6,18.2,4,"",5.4,8,null,8,null,5.4,8,null,8,null,5.4,8,null,8,null,5.4,8,null,8,null,null,null,null,null,null,null,null,null,null,null,8]
["SDH66E","10kW以上","E",66,285,18.809999999999999,24.3,18.8,2,3,5.4,8,null,7,null,5.4,8,null,7,null,4.5,6,null,6,null,4.5,6,null,6,null,4.5,6,null,6,null,null,null,null,null,null,10]
["SDH67E","10kW以上","E",67,285,19.094999999999999,24.3,19,2,3,5.4,8,null,8,null,5.4,8,null,7,null,4.5,6,null,6,null,4.5,6,null,6,null,4.5,6,null,6,null,null,null,null,null,null,10]
["SDH69E","10kW以上","E",69,285,19.664999999999999,24.3,19.600000000000001,2,3,5.4,8,null,8,null,5.4,8,null,8,null,4.5,7,null,6,null,4.5,6,null,6,null,4.5,6,null,6,null,null,null,null,null,null,10]
["SDH70E","10kW以上","E",70,285,19.95,24.3,19.899999999999999,2,3,5.4,8,null,8,null,5.4,8,null,8,null,4.5,7,null,6,null,4.5,7,null,6,null,4.5,6,null,6,null,null,null,null,null,null,10]
["SDH72E","10kW以上","E",72,285,20.52,25.200000000000003,20.5,3,2,5.4,8,null,8,null,5.4,8,null,8,null,5.4,8,null,8,null,4.5,6,null,6,null,4.5,6,null,6,null,null,null,null,null,null,10]
["SDH73E","10kW以上","E",73,285,20.805,25.200000000000003,20.8,3,2,5.4,8,null,8,null,5.4,8,null,8,null,5.4,8,null,8,null,4.5,7,null,6,null,4.5,6,null,6,null,null,null,null,null,null,10]
["SDH75E","10kW以上","E",75,285,21.375,26.1,21.3,4,1,5.4,8,null,8,null,5.4,8,null,8,null,5.4,8,null,8,null,5.4,8,null,7,null,4.5,6,null,6,null,null,null,null,null,null,10]
["SDH76E","10kW以上","E",76,285,21.66,26.1,21.6,4,1,5.4,8,null,8,null,5.4,8,null,8,null,5.4,8,null,8,null,5.4,8,null,8,null,4.5,6,null,6,null,null,null,null,null,null,10]
["SDH77E","10kW以上","E",77,285,21.945,26.1,21.9,4,1,5.4,8,null,8,null,5.4,8,null,8,null,5.4,8,null,8,null,5.4,8,null,8,null,4.5,7,null,6,null,null,null,null,null,null,10]
["SDH78E","10kW以上","E",78,285,22.23,27,22.2,5,"",5.4,8,null,8,null,5.4,8,null,8,null,5.4,8,null,8,null,5.4,8,null,7,null,5.4,8,null,7,null,null,null,null,null,null,10]
["SDH80E","10kW以上","E",80,285,22.8,27,22.8,5,"",5.4,8,null,8,null,5.4,8,null,8,null,5.4,8,null,8,null,5.4,8,null,8,null,5.4,8,null,8,null,null,null,null,null,null,10]
["SDH81E","10kW以上","E",81,285,23.085000000000001,29.700000000000003,23,3,3,5.4,8,null,7,null,5.4,8,null,7,null,5.4,8,null,7,null,4.5,6,null,6,null,4.5,6,null,6,null,4.5,6,null,6,null,12]
["SDH83E","10kW以上","E",83,285,23.655000000000001,29.700000000000003,23.6,3,3,5.4,8,null,8,null,5.4,8,null,8,null,5.4,8,null,7,null,4.5,6,null,6,null,4.5,6,null,6,null,4.5,6,null,6,null,12]
["SDH84E","10kW以上","E",84,285,23.94,29.700000000000003,23.9,3,3,5.4,8,null,8,null,5.4,8,null,8,null,5.4,8,null,8,null,4.5,6,null,6,null,4.5,6,null,6,null,4.5,6,null,6,null,12]
["SDH86E","10kW以上","E",86,285,24.51,29.700000000000003,24.5,3,3,5.4,8,null,8,null,5.4,8,null,8,null,5.4,8,null,8,null,4.5,7,null,6,null,4.5,7,null,6,null,4.5,6,null,6,null,12]
["SDH87E","10kW以上","E",87,285,24.795000000000002,29.700000000000003,24.7,3,3,5.4,8,null,8,null,5.4,8,null,8,null,5.4,8,null,8,null,4.5,7,null,6,null,4.5,7,null,6,null,4.5,7,null,6,null,12]
["SDH89E","10kW以上","E",89,285,25.364999999999998,30.6,25.3,4,2,5.4,8,null,8,null,5.4,8,null,8,null,5.4,8,null,8,null,5.4,8,null,8,null,4.5,7,null,6,null,4.5,6,null,6,null,12]
["SDH90E","10kW以上","E",90,285,25.65,30.6,25.6,4,2,5.4,8,null,8,null,5.4,8,null,8,null,5.4,8,null,8,null,5.4,8,null,8,null,4.5,7,null,6,null,4.5,7,null,6,null,12]
["SDH92E","10kW以上","E",92,285,26.22,31.5,26.2,5,1,5.4,8,null,8,null,5.4,8,null,8,null,5.4,8,null,8,null,5.4,8,null,8,null,5.4,8,null,8,null,4.5,6,null,6,null,12]
["SDH93E","10kW以上","E",93,285,26.504999999999999,31.5,26.5,5,1,5.4,8,null,8,null,5.4,8,null,8,null,5.4,8,null,8,null,5.4,8,null,8,null,5.4,8,null,8,null,4.5,7,null,6,null,12]
["SDH95E","10kW以上","E",95,285,27.074999999999999,32.400000000000006,27,6,"",5.4,8,null,8,null,5.4,8,null,8,null,5.4,8,null,8,null,5.4,8,null,8,null,5.4,8,null,8,null,5.4,8,null,7,null,12]
["SDH96E","10kW以上","E",96,285,27.36,32.400000000000006,27.3,6,"",5.4,8,null,8,null,5.4,8,null,8,null,5.4,8,null,8,null,5.4,8,null,8,null,5.4,8,null,8,null,5.4,8,null,8,null,12]
["SDL17D","10kW未満","D",17,285,4.8449999999999998,5.4,4.8,1,"",5.4,9,"",8,"","","","","","","","","","","","","","","","","","","","","","","","","","",2]
["SDL27D","10kW未満","D",27,285,7.6950000000000003,9,7.6,"",2,4.5,7,"",7,"",4.5,7,"",6,"","","","","","","","","","","","","","","","","","","","","",4]
["SDL29D","10kW未満","D",29,285,8.2650000000000006,9.9,8.1999999999999993,1,1,5.4,8,"",7,"",4.5,7,"",7,"","","","","","","","","","","","","","","","","","","","","",4]
["SDL30D","10kW未満","D",30,285,8.5500000000000007,9.9,8.5,1,1,5.4,8,"",8,"",4.5,7,"",7,"","","","","","","","","","","","","","","","","","","","","",4]
["SDL33D","10kW未満","D",33,285,9.4049999999999994,10.8,9.4,2,"",5.4,9,"",8,"",5.4,8,"",8,"","","","","","","","","","","","","","","","","","","","","",4]
["SDL34D","10kW未満","D",34,285,9.69,10.8,9.6,2,"",5.4,9,"",8,"",5.4,9,"",8,"","","","","","","","","","","","","","","","","","","","","",4]
["SDH41D","10kW以上","D",41,285,11.685,13.5,11.6,"",3,4.5,7,"",7,"",4.5,7,"",7,"",4.5,7,"",6,"",null,null,null,null,null,null,null,null,null,null,null,null,null,null,null,6]
["SDH42D","10kW以上","D",42,285,11.97,13.5,11.9,"",3,4.5,7,"",7,"",4.5,7,"",7,"",4.5,7,"",7,"",null,null,null,null,null,null,null,null,null,null,null,null,null,null,null,6]
["SDH44D","10kW以上","D",44,285,12.54,14.4,12.5,1,2,5.4,8,"",8,"",4.5,7,"",7,"",4.5,7,"",7,"",null,null,null,null,null,null,null,null,null,null,null,null,null,null,null,6]
["SDH45D","10kW以上","D",45,285,12.824999999999999,14.4,12.8,1,2,5.4,9,"",8,"",4.5,7,"",7,"",4.5,7,"",7,"",null,null,null,null,null,null,null,null,null,null,null,null,null,null,null,6]
["SDH47D","10kW以上","D",47,285,13.395,15.3,13.3,2,1,5.4,9,"",8,"",5.4,8,"",8,"",4.5,7,"",7,"",null,null,null,null,null,null,null,null,null,null,null,null,null,null,null,6]
["SDH48D","10kW以上","D",48,285,13.68,15.3,13.6,2,1,5.4,9,"",8,"",5.4,9,"",8,"",4.5,7,"",7,"",null,null,null,null,null,null,null,null,null,null,null,null,null,null,null,6]
["SDH50D","10kW以上","D",50,285,14.25,16.200000000000003,14.2,3,"",5.4,9,"",8,"",5.4,9,"",8,"",5.4,8,"",8,"",null,null,null,null,null,null,null,null,null,null,null,null,null,null,null,6]
["SDH51D","10kW以上","D",51,285,14.535,16.200000000000003,14.5,3,"",5.4,9,"",8,"",5.4,9,"",8,"",5.4,9,"",8,"",null,null,null,null,null,null,null,null,null,null,null,null,null,null,null,6]
["SDH57D","10kW以上","D",57,285,16.245000000000001,18.899999999999999,16.2,1,3,5.4,8,"",8,"",4.5,7,"",7,"",4.5,7,"",7,"",4.5,7,"",6,"",null,null,null,null,null,null,null,null,null,null,8]
["SDH58D","10kW以上","D",58,285,16.53,18.899999999999999,16.5,1,3,5.4,8,"",8,"",4.5,7,"",7,"",4.5,7,"",7,"",4.5,7,"",7,"",null,null,null,null,null,null,null,null,null,null,8]
["SDH60D","10kW以上","D",60,285,17.100000000000001,19.8,17.100000000000001,2,2,5.4,8,"",8,"",5.4,8,"",8,"",4.5,7,"",7,"",4.5,7,"",7,"",null,null,null,null,null,null,null,null,null,null,8]
["SDH61D","10kW以上","D",61,285,17.385000000000002,19.8,17.3,2,2,5.4,9,"",8,"",5.4,8,"",8,"",4.5,7,"",7,"",4.5,7,"",7,"",null,null,null,null,null,null,null,null,null,null,8]
["SDH63D","10kW以上","D",63,285,17.954999999999998,20.700000000000003,17.899999999999999,3,1,5.4,9,"",8,"",5.4,8,"",8,"",5.4,8,"",8,"",4.5,7,"",7,"",null,null,null,null,null,null,null,null,null,null,8]
["SDH64D","10kW以上","D",64,285,18.239999999999998,20.700000000000003,18.2,3,1,5.4,9,"",8,"",5.4,9,"",8,"",5.4,8,"",8,"",4.5,7,"",7,"",null,null,null,null,null,null,null,null,null,null,8]
["SDH66D","10kW以上","D",66,285,18.809999999999999,21.6,18.8,4,"",5.4,9,"",8,"",5.4,9,"",8,"",5.4,8,"",8,"",5.4,8,"",8,"",null,null,null,null,null,null,null,null,null,null,8]
["SDH67D","10kW以上","D",67,285,19.094999999999999,21.6,19,4,"",5.4,9,"",8,"",5.4,9,"",8,"",5.4,9,"",8,"",5.4,8,"",8,"",null,null,null,null,null,null,null,null,null,null,8]
["SDH72D","10kW以上","D",72,285,20.52,24.3,20.5,2,3,5.4,8,"",8,"",5.4,8,"",8,"",4.5,7,"",7,"",4.5,7,"",6,"",4.5,7,"",6,null,null,null,null,null,null,10]
["SDH73D","10kW以上","D",73,285,20.805,24.3,20.8,2,3,5.4,8,"",8,"",5.4,8,"",8,"",4.5,7,"",7,"",4.5,7,"",7,"",4.5,7,"",6,null,null,null,null,null,null,10]
["SDH75D","10kW以上","D",75,285,21.375,24.3,21.3,2,3,5.4,9,"",8,"",5.4,8,"",8,"",4.5,7,"",7,"",4.5,7,"",7,"",4.5,7,"",7,null,null,null,null,null,null,10]
["SDH76D","10kW以上","D",76,285,21.66,24.3,21.6,2,3,5.4,9,"",8,"",5.4,9,"",8,"",4.5,7,"",7,"",4.5,7,"",7,"",4.5,7,"",7,"",null,null,null,null,null,10]
["SDH78D","10kW以上","D",78,285,22.23,25.200000000000003,22.2,3,2,5.4,9,"",8,"",5.4,9,"",8,"",5.4,8,"",8,"",4.5,7,"",7,"",4.5,7,"",7,"",null,null,null,null,null,10]
["SDH79D","10kW以上","D",79,285,22.515000000000001,25.200000000000003,22.5,3,2,5.4,9,"",8,"",5.4,9,"",8,"",5.4,9,"",8,"",4.5,7,"",7,"",4.5,7,"",7,"",null,null,null,null,null,10]
["SDH81D","10kW以上","D",81,285,23.085000000000001,26.1,23,4,1,5.4,9,"",8,"",5.4,9,"",8,"",5.4,9,"",8,"",5.4,8,"",8,"",4.5,7,"",7,null,null,null,null,null,null,10]
["SDH82D","10kW以上","D",82,285,23.37,26.1,23.3,4,1,5.4,9,"",8,"",5.4,9,"",8,"",5.4,9,"",8,"",5.4,9,"",8,"",4.5,7,"",7,"",null,null,null,null,null,10]
["SDH83D","10kW以上","D",83,285,23.655000000000001,27,23.6,5,"",5.4,9,"",8,"",5.4,9,"",8,"",5.4,9,"",8,"",5.4,8,"",8,"",5.4,8,"",8,"",null,null,null,null,null,10]
["SDH84D","10kW以上","D",84,285,23.94,27,23.9,5,"",5.4,9,"",8,"",5.4,9,"",8,"",5.4,9,"",8,"",5.4,9,"",8,"",5.4,8,"",8,"",null,null,null,null,null,10]
["SDH88D","10kW以上","D",88,285,25.08,29.700000000000003,25,3,3,5.4,8,"",8,"",5.4,8,"",8,"",5.4,8,"",8,"",4.5,7,"",7,"",4.5,7,"",6,"",4.5,7,"",6,"",12]
["SDH89D","10kW以上","D",89,285,25.364999999999998,29.700000000000003,25.3,3,3,5.4,8,"",8,"",5.4,8,"",8,"",5.4,8,"",8,"",4.5,7,"",7,"",4.5,7,"",7,"",4.5,7,"",6,"",12]
["SDH91D","10kW以上","D",91,285,25.934999999999999,29.700000000000003,25.9,3,3,5.4,9,"",8,"",5.4,8,"",8,"",5.4,8,"",8,"",4.5,7,"",7,"",4.5,7,"",7,"",4.5,7,"",7,"",12]
["SDH92D","10kW以上","D",92,285,26.22,29.700000000000003,26.2,3,3,5.4,9,"",8,"",5.4,9,"",8,"",5.4,8,"",8,"",4.5,7,"",7,"",4.5,7,"",7,"",4.5,7,"",7,"",12]
["SDH94D","10kW以上","D",94,285,26.79,30.6,26.7,4,2,5.4,9,"",8,"",5.4,9,"",8,"",5.4,8,"",8,"",5.4,8,"",8,"",4.5,7,"",7,"",4.5,7,"",7,"",12]
["SDH95D","10kW以上","D",95,285,27.074999999999999,30.6,27,4,2,5.4,9,"",8,"",5.4,9,"",8,"",5.4,9,"",8,"",5.4,8,"",8,"",4.5,7,"",7,"",4.5,7,"",7,"",12]
["SDH97D","10kW以上","D",97,285,27.645,31.5,27.6,5,1,5.4,9,"",8,"",5.4,9,"",8,"",5.4,9,"",8,"",5.4,8,"",8,"",5.4,8,"",8,"",4.5,7,"",7,"",12]
["SDH98D","10kW以上","D",98,285,27.93,31.5,27.9,5,1,5.4,9,"",8,"",5.4,9,"",8,"",5.4,9,"",8,"",5.4,9,"",8,"",5.4,8,"",8,"",4.5,7,"",7,"",12]
["SDH100D","10kW以上","D",100,285,28.5,32.400000000000006,28.5,6,"",5.4,9,"",8,"",5.4,9,"",8,"",5.4,9,"",8,"",5.4,9,"",8,"",5.4,8,"",8,"",5.4,8,null,8,"",12]
["SDH101D","10kW以上","D",101,285,28.785,32.400000000000006,28.7,6,"",5.4,9,"",8,"",5.4,9,"",8,"",5.4,9,"",8,"",5.4,9,"",8,"",5.4,9,"",8,"",5.4,8,"",8,"",12]
["SDL15C","10kW未満","C",15,285,4.2750000000000004,4.5,4.2,"",1,4.5,8,"",7,"","","","","","","","","","","","","","","","","","","","","","","","","","",2]
["SDL16C","10kW未満","C",16,285,4.5599999999999996,4.5,4.5,"",1,4.5,8,"",8,"","","","","","","","","","","","","","","","","","","","","","","","","","",2]
["SDL18C","10kW未満","C",18,285,5.13,5.4,5.0999999999999996,1,"",5.4,9,"",9,"","","","","","","","","","","","","","","","","","","","","","","","","","",2]
["SDL19C","10kW未満","C",19,285,5.415,5.4,5.4,1,"",5.4,7,"",6,6,"","","","","","","","","","","","","","","","","","","","","","","","","",3]
["SDL29C","10kW未満","C",29,285,8.2650000000000006,9,8.1999999999999993,"",2,4.5,8,"",7,"",4.5,7,"",7,"","","","","","","","","","","","","","","","","","","","","",4]
["SDL30C","10kW未満","C",30,285,8.5500000000000007,9,8.5,"",2,4.5,8,"",7,"",4.5,8,"",7,"","","","","","","","","","","","","","","","","","","","","",4]
["SDL32C","10kW未満","C",32,285,9.1199999999999992,9,9,"",2,4.5,8,"",8,"",4.5,8,"",8,"","","","","","","","","","","","","","","","","","","","","",4]
["SDL33C","10kW未満","C",33,285,9.4049999999999994,9,9,"",2,4.5,9,"",8,"",4.5,8,"",8,"","","","","","","","","","","","","","","","","","","","","",4]
["SDL35C","10kW未満","C",35,285,9.9749999999999996,9.9,9.9,1,1,5.4,7,"",6,6,4.5,8,"",8,null,"","","","","","","","","","","","","","","","","","","","",5]
["SDL36C","10kW未満","C",36,285,10.26,9.9,9.9,1,1,5.4,7,"",6,6,4.5,9,"",8,null,"","","","","","","","","","","","","","","","","","","","",5]
["SDH36C","10kW以上","C",36,285,10.26,10.8,10.199999999999999,2,"",5.4,9,"",9,"",5.4,9,"",9,"","","","","","","","","","","","","","","","","","","","","",4]
["SDH37C","10kW以上","C",37,285,10.545,10.8,10.5,2,"",5.4,7,"",6,6,5.4,9,"",9,"","","","","","","","","","","","","","","","","","","","","",5]
["SDH39C","10kW以上","C",39,285,11.115,10.8,10.8,2,"",5.4,7,7,6,null,5.4,7,"",6,6,null,null,null,null,null,null,null,null,null,null,null,null,null,null,null,null,null,null,null,null,6]
["SDH40C","10kW以上","C",40,285,11.4,10.8,10.8,2,"",5.4,7,7,6,null,5.4,7,7,6,null,null,null,null,null,null,null,null,null,null,null,null,null,null,null,null,null,null,null,null,null,6]
["SDH44C","10kW以上","C",44,285,12.54,13.5,12.5,"",3,4.5,8,null,7,null,4.5,8,null,7,null,4.5,7,null,7,null,null,null,null,null,null,null,null,null,null,null,null,null,null,null,null,6]
["SDH45C","10kW以上","C",45,285,12.824999999999999,13.5,12.8,"",3,4.5,8,null,7,null,4.5,8,null,7,null,4.5,8,null,7,null,null,null,null,null,null,null,null,null,null,null,null,null,null,null,null,6]
["SDH47C","10kW以上","C",47,285,13.395,13.5,13.2,"",3,4.5,8,null,8,null,4.5,8,null,8,null,4.5,8,null,7,null,null,null,null,null,null,null,null,null,null,null,null,null,null,null,null,6]
["SDH48C","10kW以上","C",48,285,13.68,13.5,13.5,"",3,4.5,8,null,8,null,4.5,8,null,8,null,4.5,8,null,8,null,null,null,null,null,null,null,null,null,null,null,null,null,null,null,null,6]
["SDH50C","10kW以上","C",50,285,14.25,13.5,13.5,"",3,4.5,9,null,8,null,4.5,9,null,8,null,4.5,8,null,8,null,null,null,null,null,null,null,null,null,null,null,null,null,null,null,null,6]
["SDH51C","10kW以上","C",51,285,14.535,13.5,13.5,"",3,4.5,9,null,8,null,4.5,9,null,8,null,4.5,9,null,8,null,null,null,null,null,null,null,null,null,null,null,null,null,null,null,null,6]
["SDH53C","10kW以上","C",53,285,15.105,14.4,14.4,1,2,5.4,7,null,6,6,4.5,9,null,8,null,4.5,9,null,8,null,null,null,null,null,null,null,null,null,null,null,null,null,null,null,null,7]
["SDH54C","10kW以上","C",54,285,15.39,14.4,14.4,1,2,5.4,7,7,6,null,4.5,9,null,8,null,4.5,9,null,8,null,null,null,null,null,null,null,null,null,null,null,null,null,null,null,null,7]
["SDH56C","10kW以上","C",56,285,15.96,15.3,15.3,2,1,5.4,7,7,6,null,5.4,7,null,6,6,4.5,9,null,8,null,null,null,null,null,null,null,null,null,null,null,null,null,null,null,null,8]
["SDH57C","10kW以上","C",57,285,16.245000000000001,15.3,15.3,2,1,5.4,7,7,6,null,5.4,7,7,6,null,4.5,9,null,8,null,null,null,null,null,null,null,null,null,null,null,null,null,null,null,null,8]
["SDH59C","10kW以上","C",59,285,16.815000000000001,16.200000000000003,16.2,3,"",5.4,7,7,6,null,5.4,7,7,6,null,5.4,7,null,6,6,null,null,null,null,null,null,null,null,null,null,null,null,null,null,null,9]
["SDH60C","10kW以上","C",60,285,17.100000000000001,16.200000000000003,16.2,3,"",5.4,7,7,6,null,5.4,7,7,6,null,5.4,7,7,6,null,null,null,null,null,null,null,null,null,null,null,null,null,null,null,null,9]
["SDH62C","10kW以上","C",62,285,17.670000000000002,18.899999999999999,17.600000000000001,1,3,5.4,9,null,8,null,4.5,8,null,7,null,4.5,8,null,7,null,4.5,8,null,7,null,null,null,null,null,null,null,null,null,null,null,8]
["SDH63C","10kW以上","C",63,285,17.954999999999998,18.899999999999999,17.899999999999999,1,3,5.4,9,null,9,null,4.5,8,null,7,null,4.5,8,null,7,null,4.5,8,null,7,null,null,null,null,null,null,null,null,null,null,null,8]
["SDH65C","10kW以上","C",65,285,18.524999999999999,18.899999999999999,18.399999999999999,1,3,5.4,9,null,9,null,4.5,8,null,8,null,4.5,8,null,8,null,4.5,8,null,7,null,null,null,null,null,null,null,null,null,null,null,8]
["SDH66C","10kW以上","C",66,285,18.809999999999999,18.899999999999999,18.600000000000001,1,3,5.4,9,null,9,null,4.5,8,null,8,null,4.5,8,null,8,null,4.5,8,null,8,null,null,null,null,null,null,null,null,null,null,null,8]
["SDH68C","10kW以上","C",68,285,19.38,18.899999999999999,18.899999999999999,1,3,5.4,7,null,6,6,4.5,9,null,8,null,4.5,8,null,8,null,4.5,8,null,8,null,null,null,null,null,null,null,null,null,null,null,9]
["SDH69C","10kW以上","C",69,285,19.664999999999999,18.899999999999999,18.899999999999999,1,3,5.4,7,null,6,6,4.5,9,null,8,null,4.5,9,null,8,null,4.5,8,null,8,null,null,null,null,null,null,null,null,null,null,null,9]
["SDH70C","10kW以上","C",70,285,19.95,18.899999999999999,18.899999999999999,1,3,5.4,7,null,6,6,4.5,9,null,8,null,4.5,9,null,8,null,4.5,9,null,8,null,null,null,null,null,null,null,null,null,null,null,9]
["SDH71C","10kW以上","C",71,285,20.234999999999999,18.899999999999999,18.899999999999999,1,3,5.4,7,7,6,null,4.5,9,null,8,null,4.5,9,null,8,null,4.5,9,null,8,null,null,null,null,null,null,null,null,null,null,null,9]
["SDH73C","10kW以上","C",73,285,20.805,19.8,19.8,2,2,5.4,7,7,6,null,5.4,7,null,6,6,4.5,9,null,8,null,4.5,9,null,8,null,null,null,null,null,null,null,null,null,null,null,10]
["SDH74C","10kW以上","C",74,285,21.09,19.8,19.8,2,2,5.4,7,7,6,null,5.4,7,7,6,null,4.5,9,null,8,null,4.5,9,null,8,null,null,null,null,null,null,null,null,null,null,null,10]
["SDH76C","10kW以上","C",76,285,21.66,20.700000000000003,20.7,3,1,5.4,7,7,6,null,5.4,7,7,6,null,5.4,7,null,6,6,4.5,9,null,8,null,null,null,null,null,null,null,null,null,null,null,11]
["SDH77C","10kW以上","C",77,285,21.945,20.700000000000003,20.7,3,1,5.4,7,7,6,null,5.4,7,7,6,null,5.4,7,7,6,null,4.5,9,null,8,null,null,null,null,null,null,null,null,null,null,null,11]
["SDH79C","10kW以上","C",79,285,22.515000000000001,21.6,21.6,4,"",5.4,7,7,6,null,5.4,7,7,6,null,5.4,7,7,6,null,5.4,7,null,6,6,null,null,null,null,null,null,null,null,null,null,12]
["SDH80C","10kW以上","C",80,285,22.8,21.6,21.6,4,"",5.4,7,7,6,null,5.4,7,7,6,null,5.4,7,7,6,null,5.4,7,7,6,null,null,null,null,null,null,null,null,null,null,null,12]
["SDH82C","10kW以上","C",82,285,23.37,24.3,23.3,2,3,5.4,9,null,9,null,5.4,9,null,9,null,4.5,8,null,8,null,4.5,8,null,7,null,4.5,8,null,7,null,null,null,null,null,null,10]
["SDH83C","10kW以上","C",83,285,23.655000000000001,24.3,23.5,2,3,5.4,9,null,9,null,5.4,9,null,9,null,4.5,8,null,8,null,4.5,8,null,8,null,4.5,8,null,7,null,null,null,null,null,null,10]
["SDH85C","10kW以上","C",85,285,24.225000000000001,24.3,24,2,3,5.4,7,null,6,6,5.4,9,null,9,null,4.5,8,null,8,null,4.5,8,null,8,null,4.5,8,null,8,null,null,null,null,null,null,11]
["SDH86C","10kW以上","C",86,285,24.51,24.3,24.3,2,3,5.4,7,null,6,6,5.4,7,null,6,6,4.5,8,null,8,null,4.5,8,null,8,null,4.5,8,null,8,null,null,null,null,null,null,12]
["SDH88C","10kW以上","C",88,285,25.08,24.3,24.3,2,3,5.4,7,null,6,6,5.4,7,null,6,6,4.5,9,null,8,null,4.5,9,null,8,null,4.5,8,null,8,null,null,null,null,null,null,12]
["SDH89C","10kW以上","C",89,285,25.364999999999998,24.3,24.3,2,3,5.4,7,null,6,6,5.4,7,null,6,6,4.5,9,null,8,null,4.5,9,null,8,null,4.5,9,null,8,null,null,null,null,null,null,12]
["SDH91C","10kW以上","C",91,285,25.934999999999999,24.3,24.3,2,3,5.4,7,7,6,null,5.4,7,7,6,null,4.5,9,null,8,null,4.5,9,null,8,null,4.5,9,null,8,null,null,null,null,null,null,12]
["SDH92C","10kW以上","C",92,285,26.22,25.200000000000003,25.2,3,2,5.4,7,7,6,null,5.4,7,null,6,6,5.4,7,null,6,6,4.5,9,null,8,null,4.5,9,null,8,null,null,null,null,null,null,13]
["SDH94C","10kW以上","C",94,285,26.79,25.200000000000003,25.2,3,2,5.4,7,7,6,null,5.4,7,7,6,null,5.4,7,7,6,null,4.5,9,null,8,null,4.5,9,null,8,null,null,null,null,null,null,13]
["SDH95C","10kW以上","C",95,285,27.074999999999999,26.1,26.1,4,1,5.4,7,7,6,null,5.4,7,7,6,null,5.4,7,null,6,6,5.4,7,null,6,6,4.5,9,null,8,null,null,null,null,null,null,14]
["SDH97C","10kW以上","C",97,285,27.645,26.1,26.1,4,1,5.4,7,7,6,null,5.4,7,7,6,null,5.4,7,7,6,null,5.4,7,7,6,null,4.5,9,null,8,null,null,null,null,null,null,14]
["SDH98C","10kW以上","C",98,285,27.93,27,27,5,"",5.4,7,7,6,null,5.4,7,7,6,null,5.4,7,7,6,null,5.4,7,null,6,6,5.4,7,null,6,6,null,null,null,null,null,15]
["SDH100C","10kW以上","C",100,285,28.5,27,27,5,"",5.4,7,7,6,null,5.4,7,7,6,null,5.4,7,7,6,null,5.4,7,7,6,null,5.4,7,7,6,null,null,null,null,null,null,15]
["SDH101C","10kW以上","C",101,285,28.785,29.700000000000003,28.6,3,3,5.4,9,null,9,null,5.4,9,null,9,null,5.4,9,null,9,null,4.5,8,null,8,null,4.5,8,null,8,null,4.5,8,null,7,null,12]
["SDH103C","10kW以上","C",103,285,29.355,29.700000000000003,29.1,3,3,5.4,7,null,6,6,5.4,9,null,9,null,5.4,9,null,9,null,4.5,8,null,8,null,4.5,8,null,8,null,4.5,8,null,8,null,13]
["SDH104C","10kW以上","C",104,285,29.64,29.700000000000003,29.4,3,3,5.4,7,null,6,6,5.4,7,null,6,6,5.4,9,null,9,null,4.5,8,null,8,null,4.5,8,null,8,null,4.5,8,null,8,null,14]
["SDH106C","10kW以上","C",106,285,30.21,29.700000000000003,29.7,3,3,5.4,7,null,6,6,5.4,7,null,6,6,5.4,7,null,6,6,4.5,9,null,8,null,4.5,8,null,8,null,4.5,8,null,8,null,15]
["SDH107C","10kW以上","C",107,285,30.495000000000001,29.700000000000003,29.7,3,3,5.4,7,null,6,6,5.4,7,null,6,6,5.4,7,null,6,6,4.5,9,null,8,null,4.5,9,null,8,null,4.5,8,null,8,null,15]
["SDH109C","10kW以上","C",109,285,31.065000000000001,29.700000000000003,29.7,3,3,5.4,7,7,6,null,5.4,7,null,6,6,5.4,7,null,6,6,4.5,9,null,8,null,4.5,9,null,8,null,4.5,9,null,8,null,15]
["SDH110C","10kW以上","C",110,285,31.35,29.700000000000003,29.7,3,3,5.4,7,7,6,null,5.4,7,7,6,null,5.4,7,null,6,6,4.5,9,null,8,null,4.5,9,null,8,null,4.5,9,null,8,null,15]
["SDH112C","10kW以上","C",112,285,31.92,30.6,30.6,4,2,5.4,7,7,6,null,5.4,7,7,6,null,5.4,7,null,6,6,5.4,7,null,6,6,4.5,9,null,8,null,4.5,9,null,8,null,16]
["SDH113C","10kW以上","C",113,285,32.204999999999998,30.6,30.6,4,2,5.4,7,7,6,null,5.4,7,7,6,null,5.4,7,7,6,null,5.4,7,null,6,6,4.5,9,null,8,null,4.5,9,null,8,null,16]
["SDH115C","10kW以上","C",115,285,32.774999999999999,31.5,31.5,5,1,5.4,7,7,6,null,5.4,7,7,6,null,5.4,7,7,6,null,5.4,7,null,6,6,5.4,7,null,6,6,4.5,9,null,8,null,17]
["SDH116C","10kW以上","C",116,285,33.06,31.5,31.5,5,1,5.4,7,7,6,null,5.4,7,7,6,null,5.4,7,7,6,null,5.4,7,7,6,null,5.4,7,null,6,6,4.5,9,null,8,null,17]
["SDH118C","10kW以上","C",118,285,33.630000000000003,32.400000000000006,32.4,6,"",5.4,7,7,6,null,5.4,7,7,6,null,5.4,7,7,6,null,5.4,7,7,6,null,5.4,7,null,6,6,5.4,7,null,6,6,18]
["SDH119C","10kW以上","C",119,285,33.914999999999999,32.400000000000006,32.4,6,"",5.4,7,7,6,null,5.4,7,7,6,null,5.4,7,7,6,null,5.4,7,7,6,null,5.4,7,7,6,null,5.4,7,null,6,6,18]
["SDL18B","10kW未満","B",18,285,5.13,4.5,4.5,"",1,4.5,9,"",9,"","","","","","","","","","","","","","","","","","","","","","","","","","",2]
["SDL19B","10kW未満","B",19,285,5.415,4.5,4.5,"",1,4.5,7,"",6,6,"","","","","","","","","","","","","","","","","","","","","","","","","",3]
["SDL22B","10kW未満","B",22,285,6.27,5.4,5.4,1,"",5.4,8,null,7,7,"","","","","","","","","","","","","","","","","","","","","","","","","",3]
["SDL23B","10kW未満","B",23,285,6.5549999999999997,5.4,5.4,1,"",5.4,8,8,7,null,"","","","","","","","","","","","","","","","","","","","","","","","","",3]
["SDL36B","10kW未満","B",36,285,10.26,9,9,"",2,4.5,9,"",9,"",4.5,9,"",9,"","","","","","","","","","","","","","","","","","","","","",4]
["SDL37B","10kW未満","B",37,285,10.545,9,9,"",2,4.5,7,"",6,6,4.5,9,"",9,"","","","","","","","","","","","","","","","","","","","","",5]
["SDL39B","10kW未満","B",39,285,11.115,9.9,9.9,1,1,5.4,7,7,7,null,4.5,9,null,9,null,"","","","","","","","","","","","","","","","","","","","",5]
["SDL40B","10kW未満","B",40,285,11.4,9.9,9.9,1,1,5.4,7,7,7,null,4.5,7,"",6,6,"","","","","","","","","","","","","","","","","","","","",6]
["SDL41B","10kW未満","B",41,285,11.685,9.9,9.9,1,1,5.4,8,null,7,7,4.5,7,"",6,6,"","","","","","","","","","","","","","","","","","","","",6]
["SDH41B","10kW以上","B",41,285,11.685,10.8,10.8,2,"",5.4,7,7,7,"",5.4,7,7,6,"","","","","","","","","","","","","","","","","","","","","",6]
["SDH43B","10kW以上","B",43,285,12.255000000000001,10.8,10.8,2,"",5.4,8,null,7,7,5.4,7,7,7,"","","","","","","","","","","","","","","","","","","","","",6]
["SDH44B","10kW以上","B",44,285,12.54,10.8,10.8,2,"",5.4,8,null,7,7,5.4,8,null,7,7,"","","","","","","","","","","","","","","","","","","","",6]
["SDH46B","10kW以上","B",46,285,13.11,10.8,10.8,2,"",5.4,8,8,7,null,5.4,8,8,7,null,null,null,null,null,null,null,null,null,null,null,null,null,null,null,null,null,null,null,null,null,6]
["SDH52B","10kW以上","B",52,285,14.82,13.5,13.5,"",3,4.5,9,null,9,null,4.5,9,null,8,null,4.5,9,null,8,null,null,null,null,null,null,null,null,null,null,null,null,null,null,null,null,6]
["SDH54B","10kW以上","B",54,285,15.39,13.5,13.5,"",3,4.5,9,null,9,null,4.5,9,null,9,null,4.5,9,null,9,null,null,null,null,null,null,null,null,null,null,null,null,null,null,null,null,6]
["SDH55B","10kW以上","B",55,285,15.675000000000001,13.5,13.5,"",3,4.5,7,null,6,6,4.5,9,null,9,null,4.5,9,null,9,null,null,null,null,null,null,null,null,null,null,null,null,null,null,null,null,7]
["SDH57B","10kW以上","B",57,285,16.245000000000001,13.5,13.5,"",3,4.5,7,null,6,6,4.5,7,null,6,6,4.5,7,null,6,6,null,null,null,null,null,null,null,null,null,null,null,null,null,null,null,9]
["SDH58B","10kW以上","B",58,285,16.53,14.4,14.4,1,2,5.4,8,null,7,7,4.5,9,null,9,null,4.5,9,null,9,null,null,null,null,null,null,null,null,null,null,null,null,null,null,null,null,7]
["SDH60B","10kW以上","B",60,285,17.100000000000001,14.4,14.4,1,2,5.4,8,null,7,7,4.5,7,null,6,6,4.5,7,null,6,6,null,null,null,null,null,null,null,null,null,null,null,null,null,null,null,9]
["SDH61B","10kW以上","B",61,285,17.385000000000002,14.4,14.4,1,2,5.4,8,8,7,null,4.5,7,null,6,6,4.5,7,null,6,6,null,null,null,null,null,null,null,null,null,null,null,null,null,null,null,9]
["SDH63B","10kW以上","B",63,285,17.954999999999998,15.3,15.3,2,1,5.4,8,null,7,7,5.4,8,null,7,7,4.5,7,null,6,6,null,null,null,null,null,null,null,null,null,null,null,null,null,null,null,9]
["SDH64B","10kW以上","B",64,285,18.239999999999998,15.3,15.3,2,1,5.4,8,8,7,null,5.4,8,null,7,7,4.5,7,null,6,6,null,null,null,null,null,null,null,null,null,null,null,null,null,null,null,9]
["SDH66B","10kW以上","B",66,285,18.809999999999999,16.200000000000003,16.2,3,"",5.4,8,null,7,7,5.4,8,null,7,7,5.4,8,null,7,7,null,null,null,null,null,null,null,null,null,null,null,null,null,null,null,9]
["SDH67B","10kW以上","B",67,285,19.094999999999999,16.200000000000003,16.2,3,"",5.4,8,8,7,null,5.4,8,null,7,7,5.4,8,null,7,7,null,null,null,null,null,null,null,null,null,null,null,null,null,null,null,9]
["SDH69B","10kW以上","B",69,285,19.664999999999999,16.200000000000003,16.2,3,"",5.4,8,8,7,null,5.4,8,8,7,null,5.4,8,8,7,null,null,null,null,null,null,null,null,null,null,null,null,null,null,null,null,9]
["SDH72B","10kW以上","B",72,285,20.52,18.899999999999999,18.899999999999999,1,3,5.4,7,7,7,null,4.5,9,null,8,null,4.5,9,null,8,null,4.5,9,null,8,null,null,null,null,null,null,null,null,null,null,null,9]
["SDH74B","10kW以上","B",74,285,21.09,18.899999999999999,18.899999999999999,1,3,5.4,7,7,7,null,4.5,9,null,9,null,4.5,9,null,9,null,4.5,9,null,8,null,null,null,null,null,null,null,null,null,null,null,9]
["SDH75B","10kW以上","B",75,285,21.375,18.899999999999999,18.899999999999999,1,3,5.4,7,7,7,null,4.5,9,null,9,null,4.5,9,null,9,null,4.5,9,null,9,null,null,null,null,null,null,null,null,null,null,null,9]
["SDH77B","10kW以上","B",77,285,21.945,18.899999999999999,18.899999999999999,1,3,5.4,8,null,7,7,4.5,7,null,6,6,4.5,9,null,9,null,4.5,9,null,9,null,null,null,null,null,null,null,null,null,null,null,10]
["SDH78B","10kW以上","B",78,285,22.23,18.899999999999999,18.899999999999999,1,3,5.4,8,null,7,7,4.5,7,null,6,6,4.5,7,null,6,6,4.5,9,null,9,null,null,null,null,null,null,null,null,null,null,null,11]
["SDH80B","10kW以上","B",80,285,22.8,18.899999999999999,18.899999999999999,1,3,5.4,8,8,7,null,4.5,7,null,6,6,4.5,7,null,6,6,4.5,7,null,6,6,null,null,null,null,null,null,null,null,null,null,12]
["SDH81B","10kW以上","B",81,285,23.085000000000001,19.8,19.8,2,2,5.4,8,null,7,7,5.4,8,null,7,7,4.5,7,null,6,6,4.5,9,null,9,null,null,null,null,null,null,null,null,null,null,null,11]
["SDH83B","10kW以上","B",83,285,23.655000000000001,19.8,19.8,2,2,5.4,8,8,7,null,5.4,8,null,7,7,4.5,7,null,6,6,4.5,7,null,6,6,null,null,null,null,null,null,null,null,null,null,12]
["SDH84B","10kW以上","B",84,285,23.94,19.8,19.8,2,2,5.4,8,8,7,null,5.4,8,8,7,null,4.5,7,null,6,6,4.5,7,null,6,6,null,null,null,null,null,null,null,null,null,null,12]
["SDH86B","10kW以上","B",86,285,24.51,20.700000000000003,20.7,3,1,5.4,8,8,7,null,5.4,8,null,7,7,5.4,8,null,7,7,4.5,7,null,6,6,null,null,null,null,null,null,null,null,null,null,12]
["SDH87B","10kW以上","B",87,285,24.795000000000002,20.700000000000003,20.7,3,1,5.4,8,8,7,null,5.4,8,8,7,null,5.4,8,null,7,7,4.5,7,null,6,6,null,null,null,null,null,null,null,null,null,null,12]
["SDH89B","10kW以上","B",89,285,25.364999999999998,21.6,21.6,4,"",5.4,8,8,7,null,5.4,8,null,7,7,5.4,8,null,7,7,5.4,8,null,7,7,null,null,null,null,null,null,null,null,null,null,12]
["SDH90B","10kW以上","B",90,285,25.65,21.6,21.6,4,"",5.4,8,8,7,null,5.4,8,8,7,null,5.4,8,null,7,7,5.4,8,null,7,7,null,null,null,null,null,null,null,null,null,null,12]
["SDH92B","10kW以上","B",92,285,26.22,21.6,21.6,4,"",5.4,8,8,7,null,5.4,8,8,7,null,5.4,8,8,7,null,5.4,8,8,7,null,null,null,null,null,null,null,null,null,null,null,12]
["SDH93B","10kW以上","B",93,285,26.504999999999999,24.3,24.3,2,3,5.4,7,7,7,null,5.4,7,7,7,null,4.5,9,null,8,null,4.5,9,null,8,null,4.5,9,null,8,null,null,null,null,null,null,12]
["SDH95B","10kW以上","B",95,285,27.074999999999999,24.3,24.3,2,3,5.4,7,7,7,null,5.4,7,7,7,null,4.5,9,null,9,null,4.5,9,null,9,null,4.5,9,null,8,null,null,null,null,null,null,12]
["SDH96B","10kW以上","B",96,285,27.36,24.3,24.3,2,3,5.4,7,7,7,null,5.4,7,7,7,null,4.5,9,null,9,null,4.5,9,null,9,null,4.5,9,null,9,null,null,null,null,null,null,12]
["SDH98B","10kW以上","B",98,285,27.93,24.3,24.3,2,3,5.4,8,null,7,7,5.4,8,null,7,7,4.5,9,null,9,null,4.5,9,null,9,null,4.5,9,null,9,null,null,null,null,null,null,12]
["SDH99B","10kW以上","B",99,285,28.215,24.3,24.3,2,3,5.4,8,null,7,7,5.4,8,null,7,7,4.5,7,null,6,6,4.5,9,null,9,null,4.5,9,null,9,null,null,null,null,null,null,13]
["SDH101B","10kW以上","B",101,285,28.785,24.3,24.3,2,3,5.4,8,null,7,7,5.4,8,null,7,7,4.5,7,null,6,6,4.5,7,null,6,6,4.5,7,null,6,6,null,null,null,null,null,15]
["SDH102B","10kW以上","B",102,285,29.07,24.3,24.3,2,3,5.4,8,8,7,null,5.4,8,null,7,7,4.5,7,null,6,6,4.5,7,null,6,6,4.5,7,null,6,6,null,null,null,null,null,15]
["SDH104B","10kW以上","B",104,285,29.64,25.200000000000003,25.2,3,2,5.4,8,null,7,7,5.4,8,null,7,7,5.4,8,null,7,7,4.5,7,null,6,6,4.5,7,null,6,6,null,null,null,null,null,15]
["SDH105B","10kW以上","B",105,285,29.925000000000001,25.200000000000003,25.2,3,2,5.4,8,8,7,null,5.4,8,null,7,7,5.4,8,null,7,7,4.5,7,null,6,6,4.5,7,null,6,6,null,null,null,null,null,15]
["SDH107B","10kW以上","B",107,285,30.495000000000001,25.200000000000003,25.2,3,2,5.4,8,8,7,null,5.4,8,8,7,null,5.4,8,8,7,null,4.5,7,null,6,6,4.5,7,null,6,6,null,null,null,null,null,15]
["SDH108B","10kW以上","B",108,285,30.78,26.1,26.1,4,1,5.4,8,8,7,null,5.4,8,null,7,7,5.4,8,null,7,7,5.4,8,null,7,7,4.5,7,null,6,6,null,null,null,null,null,15]
["SDH110B","10kW以上","B",110,285,31.35,26.1,26.1,4,1,5.4,8,8,7,null,5.4,8,8,7,null,5.4,8,8,7,null,5.4,8,null,7,7,4.5,7,null,6,6,null,null,null,null,null,15]
["SDH111B","10kW以上","B",111,285,31.635000000000002,26.1,26.1,4,1,5.4,8,8,7,null,5.4,8,8,7,null,5.4,8,8,7,null,5.4,8,8,7,null,4.5,7,null,6,6,null,null,null,null,null,15]
["SDH112B","10kW以上","B",112,285,31.92,27,27,5,"",5.4,8,8,7,null,5.4,8,8,7,null,5.4,8,null,7,7,5.4,8,null,7,7,5.4,8,null,7,7,null,null,null,null,null,15]
["SDH113B","10kW以上","B",113,285,32.204999999999998,27,27,5,"",5.4,8,8,7,null,5.4,8,8,7,null,5.4,8,8,7,null,5.4,8,null,7,7,5.4,8,null,7,7,null,null,null,null,null,15]
["SDH115B","10kW以上","B",115,285,32.774999999999999,27,27,5,"",5.4,8,8,7,null,5.4,8,8,7,null,5.4,8,8,7,null,5.4,8,8,7,null,5.4,8,8,7,null,null,null,null,null,null,15]
["SDH116B","10kW以上","B",116,285,33.06,29.700000000000003,29.7,3,3,5.4,7,7,7,null,5.4,7,7,7,null,5.4,7,7,7,null,4.5,9,null,9,null,4.5,9,null,9,null,4.5,9,null,8,null,15]
["SDH118B","10kW以上","B",118,285,33.630000000000003,29.700000000000003,29.7,3,3,5.4,8,null,7,7,5.4,7,7,7,null,5.4,7,7,7,null,4.5,9,null,9,null,4.5,9,null,9,null,4.5,9,null,9,null,15]
["SDH119B","10kW以上","B",119,285,33.914999999999999,29.700000000000003,29.7,3,3,5.4,8,null,7,7,5.4,8,null,7,7,5.4,7,7,7,null,4.5,9,null,9,null,4.5,9,null,9,null,4.5,9,null,9,null,15]
["SDL20A","10kW未満","A",20,285,5.7,4.5,4.5,"",1,4.5,7,7,6,null,"","","","","","","","","","","","","","","","","","","","","","","","","",3]
["SDL21A","10kW未満","A",21,285,5.9850000000000003,4.5,4.5,"",1,4.5,7,7,7,"","","","","","","","","","","","","","","","","","","","","","","","","","",3]
["SDL24A","10kW未満","A",24,285,6.84,5.4,5.4,1,"",5.4,8,8,8,"","","","","","","","","","","","","","","","","","","","","","","","","","",3]
["SDL25A","10kW未満","A",25,285,7.125,5.4,5.4,1,"",5.4,9,null,8,8,"","","","","","","","","","","","","","","","","","","","","","","","","",3]
["SDL39A","10kW未満","A",39,285,11.115,9,9,"",2,4.5,7,7,6,"",4.5,7,"",6,6,"","","","","","","","","","","","","","","","","","","","",6]
["SDL40A","10kW未満","A",40,285,11.4,9,9,"",2,4.5,7,7,6,"",4.5,7,7,6,"","","","","","","","","","","","","","","","","","","","","",6]
["SDL42A","10kW未満","A",42,285,11.97,9,9,"",2,4.5,7,7,7,"",4.5,7,7,7,null,"","","","","","","","","","","","","","","","","","","","",6]
["SDL43A","10kW未満","A",43,285,12.255000000000001,9.9,9.9,1,1,5.4,8,8,7,"",4.5,7,7,6,null,"","","","","","","","","","","","","","","","","","","","",6]
["SDL45A","10kW未満","A",45,285,12.824999999999999,9.9,9.9,1,1,5.4,8,8,8,"",4.5,7,7,7,null,"","","","","","","","","","","","","","","","","","","","",6]
["SDL46A","10kW未満","A",46,285,13.11,9.9,9.9,1,1,5.4,9,null,8,8,4.5,7,7,7,null,"","","","","","","","","","","","","","","","","","","","",6]
["SDL48A","10kW未満","A",48,285,13.68,9.9,9.9,1,1,5.4,9,9,8,"",4.5,8,"",7,7,"","","","","","","","","","","","","","","","","","","","",6]
["SDH47A","10kW以上","A",47,285,13.395,10.8,10.8,2,"",5.4,8,8,8,null,5.4,8,8,7,null,"","","","","","","","","","","","","","","","","","","","",6]
["SDH49A","10kW以上","A",49,285,13.965,10.8,10.8,2,"",5.4,9,null,8,8,5.4,8,8,8,null,null,null,null,null,null,null,null,null,null,null,null,null,null,null,null,null,null,null,null,null,6]
["SDH50A","10kW以上","A",50,285,14.25,10.8,10.8,2,"",5.4,9,null,8,8,5.4,9,null,8,8,null,null,null,null,null,null,null,null,null,null,null,null,null,null,null,null,null,null,null,null,6]
["SDH52A","10kW以上","A",52,285,14.82,10.8,10.8,2,"",5.4,9,9,8,null,5.4,9,9,8,null,null,null,null,null,null,null,null,null,null,null,null,null,null,null,null,null,null,null,null,null,6]
["SDH58A","10kW以上","A",58,285,16.53,13.5,13.5,"",3,4.5,7,7,6,null,4.5,7,null,6,6,4.5,7,null,6,6,null,null,null,null,null,null,null,null,null,null,null,null,null,null,null,9]
["SDH60A","10kW以上","A",60,285,17.100000000000001,13.5,13.5,"",3,4.5,7,7,6,null,4.5,7,7,6,null,4.5,7,7,6,null,null,null,null,null,null,null,null,null,null,null,null,null,null,null,null,9]
["SDH61A","10kW以上","A",61,285,17.385000000000002,13.5,13.5,"",3,4.5,7,7,7,null,4.5,7,7,6,null,4.5,7,7,6,null,null,null,null,null,null,null,null,null,null,null,null,null,null,null,null,9]
["SDH63A","10kW以上","A",63,285,17.954999999999998,13.5,13.5,"",3,4.5,7,7,7,null,4.5,7,7,7,null,4.5,7,7,7,null,null,null,null,null,null,null,null,null,null,null,null,null,null,null,null,9]
["SDH64A","10kW以上","A",64,285,18.239999999999998,13.5,13.5,"",3,4.5,8,null,7,7,4.5,7,7,7,null,4.5,7,7,7,null,null,null,null,null,null,null,null,null,null,null,null,null,null,null,null,9]
["SDH66A","10kW以上","A",66,285,18.809999999999999,13.5,13.5,"",3,4.5,8,null,7,7,4.5,8,null,7,7,4.5,8,null,7,7,null,null,null,null,null,null,null,null,null,null,null,null,null,null,null,9]
["SDH67A","10kW以上","A",67,285,19.094999999999999,14.4,14.4,1,2,5.4,9,null,8,8,4.5,7,7,7,null,4.5,7,7,7,null,null,null,null,null,null,null,null,null,null,null,null,null,null,null,null,9]
["SDH69A","10kW以上","A",69,285,19.664999999999999,14.4,14.4,1,2,5.4,9,9,8,null,4.5,8,null,7,7,4.5,7,7,7,null,null,null,null,null,null,null,null,null,null,null,null,null,null,null,null,9]
["SDH70A","10kW以上","A",70,285,19.95,14.4,14.4,1,2,5.4,9,9,8,null,4.5,8,null,7,7,4.5,8,null,7,7,null,null,null,null,null,null,null,null,null,null,null,null,null,null,null,9]
["SDH72A","10kW以上","A",72,285,20.52,15.3,15.3,2,1,5.4,9,9,8,null,5.4,9,null,8,8,4.5,7,7,7,null,null,null,null,null,null,null,null,null,null,null,null,null,null,null,null,9]
["SDH73A","10kW以上","A",73,285,20.805,15.3,15.3,2,1,5.4,9,9,8,null,5.4,9,9,8,null,4.5,7,7,7,null,null,null,null,null,null,null,null,null,null,null,null,null,null,null,null,9]
["SDH75A","10kW以上","A",75,285,21.375,16.200000000000003,16.2,3,"",5.4,9,null,8,8,5.4,9,null,8,8,5.4,9,null,8,8,null,null,null,null,null,null,null,null,null,null,null,null,null,null,null,9]
["SDH76A","10kW以上","A",76,285,21.66,16.200000000000003,16.2,3,"",5.4,9,9,8,null,5.4,9,null,8,8,5.4,9,null,8,8,null,null,null,null,null,null,null,null,null,null,null,null,null,null,null,9]
["SDH78A","10kW以上","A",78,285,22.23,16.200000000000003,16.2,3,"",5.4,9,9,8,null,5.4,9,9,8,null,5.4,9,9,8,null,null,null,null,null,null,null,null,null,null,null,null,null,null,null,null,9]
["SDH81A","10kW以上","A",81,285,23.085000000000001,18.899999999999999,18.899999999999999,1,3,5.4,8,8,7,null,4.5,7,7,6,null,4.5,7,null,6,6,4.5,7,null,6,6,null,null,null,null,null,null,null,null,null,null,12]
["SDH83A","10kW以上","A",83,285,23.655000000000001,18.899999999999999,18.899999999999999,1,3,5.4,8,8,7,null,4.5,7,7,6,null,4.5,7,7,6,null,4.5,7,7,6,null,null,null,null,null,null,null,null,null,null,null,12]
["SDH84A","10kW以上","A",84,285,23.94,18.899999999999999,18.899999999999999,1,3,5.4,8,8,8,null,4.5,7,7,6,null,4.5,7,7,6,null,4.5,7,7,6,null,null,null,null,null,null,null,null,null,null,null,12]
["SDH86A","10kW以上","A",86,285,24.51,18.899999999999999,18.899999999999999,1,3,5.4,8,8,8,null,4.5,7,7,7,null,4.5,7,7,7,null,4.5,7,7,6,null,null,null,null,null,null,null,null,null,null,null,12]
["SDH87A","10kW以上","A",87,285,24.795000000000002,18.899999999999999,18.899999999999999,1,3,5.4,8,8,8,null,4.5,7,7,7,null,4.5,7,7,7,null,4.5,7,7,7,null,null,null,null,null,null,null,null,null,null,null,12]
["SDH89A","10kW以上","A",89,285,25.364999999999998,18.899999999999999,18.899999999999999,1,3,5.4,9,null,8,8,4.5,8,null,7,7,4.5,7,7,7,null,4.5,7,7,7,null,null,null,null,null,null,null,null,null,null,null,12]
["SDH90A","10kW以上","A",90,285,25.65,18.899999999999999,18.899999999999999,1,3,5.4,9,null,8,8,4.5,8,null,7,7,4.5,8,null,7,7,4.5,7,7,7,null,null,null,null,null,null,null,null,null,null,null,12]
["SDH92A","10kW以上","A",92,285,26.22,18.899999999999999,18.899999999999999,1,3,5.4,9,9,8,null,4.5,8,null,7,7,4.5,8,null,7,7,4.5,8,null,7,7,null,null,null,null,null,null,null,null,null,null,12]
["SDH93A","10kW以上","A",93,285,26.504999999999999,19.8,19.8,2,2,5.4,9,null,8,8,5.4,9,null,8,8,4.5,8,null,7,7,4.5,7,7,7,null,null,null,null,null,null,null,null,null,null,null,12]
["SDH94A","10kW以上","A",94,285,26.79,19.8,19.8,2,2,5.4,9,null,8,8,5.4,9,null,8,8,4.5,8,null,7,7,4.5,8,null,7,7,null,null,null,null,null,null,null,null,null,null,12]
["SDH95A","10kW以上","A",95,285,27.074999999999999,19.8,19.8,2,2,5.4,9,9,8,null,5.4,9,null,8,8,4.5,8,null,7,7,4.5,8,null,7,7,null,null,null,null,null,null,null,null,null,null,12]
["SDH97A","10kW以上","A",97,285,27.645,20.700000000000003,20.7,3,1,5.4,9,null,8,8,5.4,9,null,8,8,5.4,9,null,8,8,4.5,8,null,7,7,null,null,null,null,null,null,null,null,null,null,12]
["SDH98A","10kW以上","A",98,285,27.93,20.700000000000003,20.7,3,1,5.4,9,9,8,null,5.4,9,null,8,8,5.4,9,null,8,8,4.5,8,null,7,7,null,null,null,null,null,null,null,null,null,null,12]
["SDH100A","10kW以上","A",100,285,28.5,20.700000000000003,20.7,3,1,5.4,9,9,8,null,5.4,9,9,8,null,5.4,9,9,8,null,4.5,8,null,7,7,null,null,null,null,null,null,null,null,null,null,12]
["SDH101A","10kW以上","A",101,285,28.785,21.6,21.6,4,"",5.4,9,9,8,null,5.4,9,null,8,8,5.4,9,null,8,8,5.4,9,null,8,8,null,null,null,null,null,null,null,null,null,null,12]
["SDH103A","10kW以上","A",103,285,29.355,21.6,21.6,4,"",5.4,9,9,8,null,5.4,9,9,8,null,5.4,9,9,8,null,5.4,9,null,8,8,null,null,null,null,null,null,null,null,null,null,12]
["SDH104A","10kW以上","A",104,285,29.64,21.6,21.6,4,"",5.4,9,9,8,null,5.4,9,9,8,null,5.4,9,9,8,null,5.4,9,9,8,null,null,null,null,null,null,null,null,null,null,null,12]
["SDH106A","10kW以上","A",106,285,30.21,24.3,24.3,2,3,5.4,8,8,7,null,5.4,8,8,7,null,4.5,7,7,6,null,4.5,7,7,6,null,4.5,7,7,6,null,null,null,null,null,null,15]
["SDH107A","10kW以上","A",107,285,30.495000000000001,24.3,24.3,2,3,5.4,8,8,8,null,5.4,8,8,7,null,4.5,7,7,6,null,4.5,7,7,6,null,4.5,7,7,6,null,null,null,null,null,null,15]
["SDH109A","10kW以上","A",109,285,31.065000000000001,24.3,24.3,2,3,5.4,8,8,8,null,5.4,8,8,8,null,4.5,7,7,7,null,4.5,7,7,6,null,4.5,7,7,6,null,null,null,null,null,null,15]
["SDH110A","10kW以上","A",110,285,31.35,24.3,24.3,2,3,5.4,8,8,8,null,5.4,8,8,8,null,4.5,7,7,7,null,4.5,7,7,7,null,4.5,7,7,6,null,null,null,null,null,null,15]
["SDH112A","10kW以上","A",112,285,31.92,24.3,24.3,2,3,5.4,9,null,8,8,5.4,8,8,8,null,4.5,7,7,7,null,4.5,7,7,7,null,4.5,7,7,7,null,null,null,null,null,null,15]
["SDH113A","10kW以上","A",113,285,32.204999999999998,24.3,24.3,2,3,5.4,9,null,8,8,5.4,9,null,8,8,4.5,7,7,7,null,4.5,7,7,7,null,4.5,7,7,7,null,null,null,null,null,null,15]
["SDH115A","10kW以上","A",115,285,32.774999999999999,24.3,24.3,2,3,5.4,9,null,8,8,5.4,9,null,8,8,4.5,8,null,7,7,4.5,8,null,7,7,4.5,7,7,7,null,null,null,null,null,null,15]
["SDH116A","10kW以上","A",116,285,33.06,24.3,24.3,2,3,5.4,9,null,8,8,5.4,9,null,8,8,4.5,8,null,7,7,4.5,8,null,7,7,4.5,8,null,7,7,null,null,null,null,null,15]
["SDH118A","10kW以上","A",118,285,33.630000000000003,24.3,24.3,2,3,5.4,9,9,8,null,5.4,9,9,8,null,4.5,8,null,7,7,4.5,8,null,7,7,4.5,8,null,7,7,null,null,null,null,null,15]
["SDH119A","10kW以上","A",119,285,33.914999999999999,25.200000000000003,25.2,3,2,5.4,9,null,8,8,5.4,9,null,8,8,5.4,9,null,8,8,4.5,8,null,7,7,4.5,8,null,7,7,null,null,null,null,null,15]
["SEL12E","10kW未満","E",12,280,3.36,4.5,3.3,"",1,4.5,6,"",6,"","",null,null,null,null,null,null,null,null,null,null,null,null,null,null,null,null,null,null,null,null,null,null,null,null,2]
["SEL13E","10kW未満","E",13,280,3.64,4.5,3.6,"",1,4.5,7,"",6,"","","","","","",null,null,null,null,null,null,null,null,null,null,null,null,null,null,null,null,null,null,null,null,2]
["SEL15E","10kW未満","E",15,280,4.2,5.4,4.2,1,"",5.4,8,"",7,"","","","","","",null,null,null,null,null,null,null,null,null,null,null,null,null,null,null,null,null,null,null,null,2]
["SEL16E","10kW未満","E",16,280,4.4800000000000004,5.4,4.4000000000000004,1,"",5.4,8,"",8,"","","","","","",null,null,null,null,null,null,null,null,null,null,null,null,null,null,null,null,null,null,null,null,2]
["SEL21E","10kW未満","E",21,280,5.88,9,5.8,"",2,4.5,6,"",5,"",4.5,5,"",5,"",null,null,null,null,null,null,null,null,null,null,null,null,null,null,null,null,null,null,null,null,4]
["SEL22E","10kW未満","E",22,280,6.16,9,6.1,"",2,4.5,6,"",5,"",4.5,6,"",5,"",null,null,null,null,null,null,null,null,null,null,null,null,null,null,null,null,null,null,null,null,4]
["SEL24E","10kW未満","E",24,280,6.72,9,6.7,"",2,4.5,6,"",6,"",4.5,6,"",6,"",null,null,null,null,null,null,null,null,null,null,null,null,null,null,null,null,null,null,null,null,4]
["SEL25E","10kW未満","E",25,280,7,9,7,"",2,4.5,7,"",6,"",4.5,6,"",6,"",null,null,null,null,null,null,null,null,null,null,null,null,null,null,null,null,null,null,null,null,4]
["SEL27E","10kW未満","E",27,280,7.56,9.9,7.5,1,1,5.4,7,"",7,"",4.5,7,"",6,"",null,null,null,null,null,null,null,null,null,null,null,null,null,null,null,null,null,null,null,null,4]
["SEL28E","10kW未満","E",28,280,7.84,10.8,7.8,2,"",5.4,7,"",7,"",5.4,7,"",7,"",null,null,null,null,null,null,null,null,null,null,null,null,null,null,null,null,null,null,null,null,4]
["SEL30E","10kW未満","E",30,280,8.4,10.8,8.4,2,"",5.4,8,"",7,"",5.4,8,"",7,"",null,null,null,null,null,null,null,null,null,null,null,null,null,null,null,null,null,null,null,null,4]
["SEL31E","10kW未満","E",31,280,8.68,10.8,8.6,2,"",5.4,8,"",8,"",5.4,8,"",7,"",null,null,null,null,null,null,null,null,null,null,null,null,null,null,null,null,null,null,null,null,4]
["SEH36E","10kW以上","E",36,280,10.08,13.5,10,"",3,4.5,6,null,6,null,4.5,6,null,6,null,4.5,6,null,6,null,null,null,null,null,null,null,null,null,null,null,null,null,null,null,null,6]
["SEH37E","10kW以上","E",37,280,10.36,13.5,10.3,"",3,4.5,7,null,6,null,4.5,6,null,6,null,4.5,6,null,6,null,null,null,null,null,null,null,null,null,null,null,null,null,null,null,null,6]
["SEH39E","10kW以上","E",39,280,10.92,13.5,10.9,"",3,4.5,7,null,6,null,4.5,7,null,6,null,4.5,7,null,6,null,null,null,null,null,null,null,null,null,null,null,null,null,null,null,null,6]
["SEH40E","10kW以上","E",40,280,11.2,14.4,11.2,1,2,5.4,7,null,7,null,4.5,7,null,6,null,4.5,7,null,6,null,null,null,null,null,null,null,null,null,null,null,null,null,null,null,null,6]
["SEH42E","10kW以上","E",42,280,11.76,16.200000000000003,11.7,3,"",5.4,7,null,7,null,5.4,7,null,7,null,5.4,7,null,7,null,null,null,null,null,null,null,null,null,null,null,null,null,null,null,null,6]
["SEH43E","10kW以上","E",43,280,12.04,16.200000000000003,12,3,"",5.4,8,null,7,null,5.4,7,null,7,null,5.4,7,null,7,null,null,null,null,null,null,null,null,null,null,null,null,null,null,null,null,6]
["SEH45E","10kW以上","E",45,280,12.6,16.200000000000003,12.6,3,"",5.4,8,null,7,null,5.4,8,null,7,null,5.4,8,null,7,null,null,null,null,null,null,null,null,null,null,null,null,null,null,null,null,6]
["SEH46E","10kW以上","E",46,280,12.88,16.200000000000003,12.8,3,"",5.4,8,null,8,null,5.4,8,null,7,null,5.4,8,null,7,null,null,null,null,null,null,null,null,null,null,null,null,null,null,null,null,6]
["SEH48E","10kW以上","E",48,280,13.44,16.200000000000003,13.4,3,"",5.4,8,null,8,null,5.4,8,null,8,null,5.4,8,null,8,null,null,null,null,null,null,null,null,null,null,null,null,null,null,null,null,6]
["SEH49E","10kW以上","E",49,280,13.72,18.899999999999999,13.7,1,3,5.4,8,null,7,null,4.5,6,null,6,null,4.5,6,null,5,null,4.5,6,null,5,null,null,null,null,null,null,null,null,null,null,null,8]
["SEH51E","10kW以上","E",51,280,14.28,18.899999999999999,14.2,1,3,5.4,8,null,7,null,4.5,6,null,6,null,4.5,6,null,6,null,4.5,6,null,6,null,null,null,null,null,null,null,null,null,null,null,8]
["SEH52E","10kW以上","E",52,280,14.56,18.899999999999999,14.5,1,3,5.4,8,null,8,null,4.5,6,null,6,null,4.5,6,null,6,null,4.5,6,null,6,null,null,null,null,null,null,null,null,null,null,null,8]
["SEH54E","10kW以上","E",54,280,15.12,18.899999999999999,15.1,1,3,5.4,8,null,8,null,4.5,7,null,6,null,4.5,7,null,6,null,4.5,6,null,6,null,null,null,null,null,null,null,null,null,null,null,8]
["SEH55E","10kW以上","E",55,280,15.4,18.899999999999999,15.4,1,3,5.4,8,null,8,null,4.5,7,null,6,null,4.5,7,null,6,null,4.5,7,null,6,null,null,null,null,null,null,null,null,null,null,null,8]
["SEH56E","10kW以上","E",56,280,15.68,19.8,15.6,2,2,5.4,8,null,8,null,5.4,8,null,8,null,4.5,6,null,6,null,4.5,6,null,6,null,null,null,null,null,null,null,null,null,null,null,8]
["SEH57E","10kW以上","E",57,280,15.96,19.8,15.9,2,2,5.4,8,null,8,null,5.4,8,null,8,null,4.5,7,null,6,null,4.5,6,null,6,null,null,null,null,null,null,null,null,null,null,null,8]
["SEH59E","10kW以上","E",59,280,16.52,20.700000000000003,16.5,3,1,5.4,8,null,8,null,5.4,8,null,8,null,5.4,8,null,7,null,4.5,6,null,6,null,null,null,null,null,null,null,null,null,null,null,8]
["SEH60E","10kW以上","E",60,280,16.8,20.700000000000003,16.8,3,1,5.4,8,null,8,null,5.4,8,null,8,null,5.4,8,null,8,null,4.5,6,null,6,null,null,null,null,null,null,null,null,null,null,null,8]
["SEH62E","10kW以上","E",62,280,17.36,21.6,17.3,4,"",5.4,8,null,8,null,5.4,8,null,8,null,5.4,8,null,7,null,5.4,8,null,7,null,null,null,null,null,null,null,null,null,null,null,8]
["SEH63E","10kW以上","E",63,280,17.64,21.6,17.600000000000001,4,"",5.4,8,null,8,null,5.4,8,null,8,null,5.4,8,null,8,null,5.4,8,null,7,null,null,null,null,null,null,null,null,null,null,null,8]
["SEH65E","10kW以上","E",65,280,18.2,24.3,18.2,2,3,5.4,8,null,7,null,5.4,8,null,7,null,4.5,6,null,6,null,4.5,6,null,6,null,4.5,6,null,5,null,null,null,null,null,null,10]
["SEH66E","10kW以上","E",66,280,18.48,24.3,18.399999999999999,2,3,5.4,8,null,7,null,5.4,8,null,7,null,4.5,6,null,6,null,4.5,6,null,6,null,4.5,6,null,6,null,null,null,null,null,null,10]
["SEH68E","10kW以上","E",68,280,19.04,24.3,19,2,3,5.4,8,null,8,null,5.4,8,null,8,null,4.5,6,null,6,null,4.5,6,null,6,null,4.5,6,null,6,null,null,null,null,null,null,10]
["SEH69E","10kW以上","E",69,280,19.32,24.3,19.3,2,3,5.4,8,null,8,null,5.4,8,null,8,null,4.5,7,null,6,null,4.5,6,null,6,null,4.5,6,null,6,null,null,null,null,null,null,10]
["SEH71E","10kW以上","E",71,280,19.88,24.3,19.8,2,3,5.4,8,null,8,null,5.4,8,null,8,null,4.5,7,null,6,null,4.5,7,null,6,null,4.5,7,null,6,null,null,null,null,null,null,10]
["SEH72E","10kW以上","E",72,280,20.16,25.200000000000003,20.100000000000001,3,2,5.4,8,null,8,null,5.4,8,null,8,null,5.4,8,null,8,null,4.5,6,null,6,null,4.5,6,null,6,null,null,null,null,null,null,10]
["SEH74E","10kW以上","E",74,280,20.72,25.200000000000003,20.7,3,2,5.4,8,null,8,null,5.4,8,null,8,null,5.4,8,null,8,null,4.5,7,null,6,null,4.5,7,null,6,null,null,null,null,null,null,10]
["SEH75E","10kW以上","E",75,280,21,26.1,21,4,1,5.4,8,null,8,null,5.4,8,null,8,null,5.4,8,null,8,null,5.4,8,null,7,null,4.5,6,null,6,null,null,null,null,null,null,10]
["SEH77E","10kW以上","E",77,280,21.56,26.1,21.5,4,1,5.4,8,null,8,null,5.4,8,null,8,null,5.4,8,null,8,null,5.4,8,null,8,null,4.5,7,null,6,null,null,null,null,null,null,10]
["SEH78E","10kW以上","E",78,280,21.84,27,21.8,5,"",5.4,8,null,8,null,5.4,8,null,8,null,5.4,8,null,8,null,5.4,8,null,7,null,5.4,8,null,7,null,null,null,null,null,null,10]
["SEH80E","10kW以上","E",80,280,22.4,27,22.4,5,"",5.4,8,null,8,null,5.4,8,null,8,null,5.4,8,null,8,null,5.4,8,null,8,null,5.4,8,null,8,null,null,null,null,null,null,10]
["SEH81E","10kW以上","E",81,280,22.68,29.700000000000003,22.6,3,3,5.4,8,null,7,null,5.4,8,null,7,null,5.4,8,null,7,null,4.5,6,null,6,null,4.5,6,null,6,null,4.5,6,null,6,null,12]
["SEH83E","10kW以上","E",83,280,23.24,29.700000000000003,23.2,3,3,5.4,8,null,8,null,5.4,8,null,8,null,5.4,8,null,7,null,4.5,6,null,6,null,4.5,6,null,6,null,4.5,6,null,6,null,12]
["SEH84E","10kW以上","E",84,280,23.52,29.700000000000003,23.5,3,3,5.4,8,null,8,null,5.4,8,null,8,null,5.4,8,null,8,null,4.5,6,null,6,null,4.5,6,null,6,null,4.5,6,null,6,null,12]
["SEH86E","10kW以上","E",86,280,24.08,29.700000000000003,24,3,3,5.4,8,null,8,null,5.4,8,null,8,null,5.4,8,null,8,null,4.5,7,null,6,null,4.5,7,null,6,null,4.5,6,null,6,null,12]
["SEH87E","10kW以上","E",87,280,24.36,29.700000000000003,24.3,3,3,5.4,8,null,8,null,5.4,8,null,8,null,5.4,8,null,8,null,4.5,7,null,6,null,4.5,7,null,6,null,4.5,7,null,6,null,12]
["SEH89E","10kW以上","E",89,280,24.92,30.6,24.9,4,2,5.4,8,null,8,null,5.4,8,null,8,null,5.4,8,null,8,null,5.4,8,null,8,null,4.5,7,null,6,null,4.5,6,null,6,null,12]
["SEH90E","10kW以上","E",90,280,25.2,30.6,25.2,4,2,5.4,8,null,8,null,5.4,8,null,8,null,5.4,8,null,8,null,5.4,8,null,8,null,4.5,7,null,6,null,4.5,7,null,6,null,12]
["SEH92E","10kW以上","E",92,280,25.76,31.5,25.7,5,1,5.4,8,null,8,null,5.4,8,null,8,null,5.4,8,null,8,null,5.4,8,null,8,null,5.4,8,null,8,null,4.5,6,null,6,null,12]
["SEH93E","10kW以上","E",93,280,26.04,31.5,26,5,1,5.4,8,null,8,null,5.4,8,null,8,null,5.4,8,null,8,null,5.4,8,null,8,null,5.4,8,null,8,null,4.5,7,null,6,null,12]
["SEH95E","10kW以上","E",95,280,26.6,32.400000000000006,26.6,6,"",5.4,8,null,8,null,5.4,8,null,8,null,5.4,8,null,8,null,5.4,8,null,8,null,5.4,8,null,8,null,5.4,8,null,7,null,12]
["SEH96E","10kW以上","E",96,280,26.88,32.400000000000006,26.8,6,"",5.4,8,null,8,null,5.4,8,null,8,null,5.4,8,null,8,null,5.4,8,null,8,null,5.4,8,null,8,null,5.4,8,null,8,null,12]
["SEL15D","10kW未満","D",15,280,4.2,4.5,4.2,"",1,4.5,8,"",7,"","","","","","","","","","","","","","","","","","","","","","","","","","",2]
["SEL17D","10kW未満","D",17,280,4.76,5.4,4.7,1,"",5.4,9,"",8,"","","","","","","","","","","","","","","","","","","","","","","","","","",2]
["SEL27D","10kW未満","D",27,280,7.56,9,7.5,"",2,4.5,7,"",7,"",4.5,7,"",6,"","","","","","","","","","","","","","","","","","","","","",4]
["SEL28D","10kW未満","D",28,280,7.84,9,7.8,"",2,4.5,7,"",7,"",4.5,7,"",7,"","","","","","","","","","","","","","","","","","","","","",4]
["SEL30D","10kW未満","D",30,280,8.4,9,8.4,"",2,4.5,8,"",7,"",4.5,8,"",7,"","","","","","","","","","","","","","","","","","","","","",4]
["SEL31D","10kW未満","D",31,280,8.68,9.9,8.6,1,1,5.4,9,"",8,"",4.5,7,"",7,"","","","","","","","","","","","","","","","","","","","","",4]
["SEL33D","10kW未満","D",33,280,9.24,10.8,9.1999999999999993,2,"",5.4,9,"",8,"",5.4,8,"",8,"","","","","","","","","","","","","","","","","","","","","",4]
["SEL34D","10kW未満","D",34,280,9.52,10.8,9.5,2,"",5.4,9,"",8,"",5.4,9,"",8,"","","","","","","","","","","","","","","","","","","","","",4]
["SEH36D","10kW以上","D",36,280,10.08,10.8,10,2,"",5.4,9,"",9,"",5.4,9,"",9,"","","","","","","","","","","","","","","","","","","","","",4]
["SEH40D","10kW以上","D",40,280,11.2,13.5,11.2,"",3,4.5,7,"",7,"",4.5,7,"",6,"",4.5,7,"",6,"",null,null,null,null,null,null,null,null,null,null,null,null,null,null,null,6]
["SEH42D","10kW以上","D",42,280,11.76,13.5,11.7,"",3,4.5,7,"",7,"",4.5,7,"",7,"",4.5,7,"",7,"",null,null,null,null,null,null,null,null,null,null,null,null,null,null,null,6]
["SEH43D","10kW以上","D",43,280,12.04,13.5,12,"",3,4.5,8,"",7,"",4.5,7,"",7,"",4.5,7,"",7,"",null,null,null,null,null,null,null,null,null,null,null,null,null,null,null,6]
["SEH45D","10kW以上","D",45,280,12.6,13.5,12.6,"",3,4.5,8,"",7,"",4.5,8,"",7,"",4.5,8,"",7,"",null,null,null,null,null,null,null,null,null,null,null,null,null,null,null,6]
["SEH46D","10kW以上","D",46,280,12.88,14.4,12.8,1,2,5.4,9,"",8,"",4.5,8,"",7,"",4.5,7,"",7,null,null,null,null,null,null,null,null,null,null,null,null,null,null,null,null,6]
["SEH47D","10kW以上","D",47,280,13.16,14.4,13.1,1,2,5.4,9,"",8,"",4.5,8,"",7,"",4.5,8,"",7,null,null,null,null,null,null,null,null,null,null,null,null,null,null,null,null,6]
["SEH48D","10kW以上","D",48,280,13.44,14.4,13.4,1,2,5.4,9,"",9,"",4.5,8,"",7,"",4.5,8,"",7,"",null,null,null,null,null,null,null,null,null,null,null,null,null,null,null,6]
["SEH50D","10kW以上","D",50,280,14,15.3,14,2,1,5.4,9,"",9,"",5.4,9,"",8,"",4.5,8,"",7,"",null,null,null,null,null,null,null,null,null,null,null,null,null,null,null,6]
["SEH51D","10kW以上","D",51,280,14.28,15.3,14.2,2,1,5.4,9,"",9,"",5.4,9,"",9,"",4.5,8,"",7,"",null,null,null,null,null,null,null,null,null,null,null,null,null,null,null,6]
["SEH53D","10kW以上","D",53,280,14.84,16.200000000000003,14.8,3,"",5.4,9,"",9,"",5.4,9,"",9,"",5.4,9,"",8,"",null,null,null,null,null,null,null,null,null,null,null,null,null,null,null,6]
["SEH54D","10kW以上","D",54,280,15.12,16.200000000000003,15.1,3,"",5.4,9,"",9,"",5.4,9,"",9,"",5.4,9,"",9,"",null,null,null,null,null,null,null,null,null,null,null,null,null,null,null,6]
["SEH57D","10kW以上","D",57,280,15.96,18.899999999999999,15.9,1,3,5.4,8,"",8,"",4.5,7,"",7,"",4.5,7,"",7,"",4.5,7,"",6,"",null,null,null,null,null,null,null,null,null,null,8]
["SEH58D","10kW以上","D",58,280,16.239999999999998,18.899999999999999,16.2,1,3,5.4,8,"",8,"",4.5,7,"",7,"",4.5,7,"",7,"",4.5,7,"",7,"",null,null,null,null,null,null,null,null,null,null,8]
["SEH60D","10kW以上","D",60,280,16.8,18.899999999999999,16.8,1,3,5.4,9,"",8,"",4.5,8,"",7,"",4.5,7,"",7,"",4.5,7,"",7,"",null,null,null,null,null,null,null,null,null,null,8]
["SEH61D","10kW以上","D",61,280,17.079999999999998,18.899999999999999,17,1,3,5.4,9,"",8,"",4.5,8,"",7,"",4.5,8,"",7,"",4.5,7,"",7,"",null,null,null,null,null,null,null,null,null,null,8]
["SEH63D","10kW以上","D",63,280,17.64,18.899999999999999,17.600000000000001,1,3,5.4,9,"",9,"",4.5,8,"",7,"",4.5,8,"",7,"",4.5,8,"",7,"",null,null,null,null,null,null,null,null,null,null,8]
["SEH64D","10kW以上","D",64,280,17.920000000000002,19.8,17.899999999999999,2,2,5.4,9,"",8,"",5.4,9,"",8,"",4.5,8,"",7,"",4.5,8,"",7,"",null,null,null,null,null,null,null,null,null,null,8]
["SEH66D","10kW以上","D",66,280,18.48,19.8,18.399999999999999,2,2,5.4,9,"",9,"",5.4,9,"",9,"",4.5,8,"",7,"",4.5,8,"",7,"",null,null,null,null,null,null,null,null,null,null,8]
["SEH67D","10kW以上","D",67,280,18.760000000000002,20.700000000000003,18.7,3,1,5.4,9,"",9,"",5.4,9,"",8,"",5.4,9,"",8,"",4.5,8,"",7,"",null,null,null,null,null,null,null,null,null,null,8]
["SEH69D","10kW以上","D",69,280,19.32,20.700000000000003,19.3,3,1,5.4,9,"",9,"",5.4,9,"",9,"",5.4,9,"",9,"",4.5,8,"",7,"",null,null,null,null,null,null,null,null,null,null,8]
["SEH70D","10kW以上","D",70,280,19.600000000000001,21.6,19.600000000000001,4,"",5.4,9,"",9,"",5.4,9,"",9,"",5.4,9,"",8,"",5.4,9,"",8,"",null,null,null,null,null,null,null,null,null,null,8]
["SEH72D","10kW以上","D",72,280,20.16,21.6,20.100000000000001,4,"",5.4,9,"",9,"",5.4,9,"",9,"",5.4,9,"",9,"",5.4,9,"",9,"",null,null,null,null,null,null,null,null,null,null,8]
["SEH73D","10kW以上","D",73,280,20.440000000000001,24.3,20.399999999999999,2,3,5.4,8,"",8,"",5.4,8,"",8,"",4.5,7,"",7,"",4.5,7,"",7,"",4.5,7,"",6,"",null,null,null,null,null,10]
["SEH75D","10kW以上","D",75,280,21,24.3,21,2,3,5.4,9,"",8,"",5.4,8,"",8,"",4.5,7,"",7,"",4.5,7,"",7,"",4.5,7,"",7,"",null,null,null,null,null,10]
["SEH76D","10kW以上","D",76,280,21.28,24.3,21.2,2,3,5.4,9,"",8,"",5.4,9,"",8,"",4.5,7,"",7,"",4.5,7,"",7,"",4.5,7,"",7,"",null,null,null,null,null,10]
["SEH78D","10kW以上","D",78,280,21.84,24.3,21.8,2,3,5.4,9,"",8,"",5.4,9,"",8,"",4.5,8,"",7,"",4.5,8,"",7,"",4.5,7,"",7,"",null,null,null,null,null,10]
["SEH79D","10kW以上","D",79,280,22.12,24.3,22.1,2,3,5.4,9,"",8,"",5.4,9,"",8,"",4.5,8,"",7,"",4.5,8,"",7,"",4.5,8,"",7,"",null,null,null,null,null,10]
["SEH81D","10kW以上","D",81,280,22.68,24.3,22.6,2,3,5.4,9,"",9,"",5.4,9,"",9,"",4.5,8,"",7,"",4.5,8,"",7,"",4.5,8,"",7,"",null,null,null,null,null,10]
["SEH82D","10kW以上","D",82,280,22.96,25.200000000000003,22.9,3,2,5.4,9,"",9,"",5.4,9,"",8,"",5.4,9,"",8,"",4.5,8,"",7,"",4.5,8,"",7,"",null,null,null,null,null,10]
["SEH84D","10kW以上","D",84,280,23.52,25.200000000000003,23.5,3,2,5.4,9,"",9,"",5.4,9,"",9,"",5.4,9,"",9,"",4.5,8,"",7,"",4.5,8,"",7,"",null,null,null,null,null,10]
["SEH85D","10kW以上","D",85,280,23.8,26.1,23.8,4,1,5.4,9,"",9,"",5.4,9,"",9,"",5.4,9,"",8,"",5.4,9,"",8,"",4.5,8,"",7,"",null,null,null,null,null,10]
["SEH87D","10kW以上","D",87,280,24.36,26.1,24.3,4,1,5.4,9,"",9,"",5.4,9,"",9,"",5.4,9,"",9,"",5.4,9,"",9,"",4.5,8,"",7,"",null,null,null,null,null,10]
["SEH88D","10kW以上","D",88,280,24.64,27,24.6,5,"",5.4,9,"",9,"",5.4,9,"",9,"",5.4,9,"",9,"",5.4,9,"",8,"",5.4,9,"",8,"",null,null,null,null,null,10]
["SEH90D","10kW以上","D",90,280,25.2,27,25.2,5,"",5.4,9,"",9,"",5.4,9,"",9,"",5.4,9,"",9,"",5.4,9,"",9,"",5.4,9,"",9,"",null,null,null,null,null,10]
["SEH91D","10kW以上","D",91,280,25.48,29.700000000000003,25.4,3,3,5.4,9,"",8,"",5.4,8,"",8,"",5.4,8,"",8,"",4.5,7,"",7,"",4.5,7,"",7,"",4.5,7,"",7,null,12]
["SEH93D","10kW以上","D",93,280,26.04,29.700000000000003,26,3,3,5.4,9,"",8,"",5.4,9,"",8,"",5.4,9,"",8,"",4.5,7,"",7,"",4.5,7,"",7,"",4.5,7,"",7,null,12]
["SEH94D","10kW以上","D",94,280,26.32,29.700000000000003,26.3,3,3,5.4,9,"",8,"",5.4,9,"",8,"",5.4,9,"",8,"",4.5,8,"",7,"",4.5,7,"",7,"",4.5,7,"",7,null,12]
["SEH96D","10kW以上","D",96,280,26.88,29.700000000000003,26.8,3,3,5.4,9,"",8,"",5.4,9,"",8,"",5.4,9,"",8,"",4.5,8,"",7,"",4.5,8,"",7,"",4.5,8,"",7,null,12]
["SEH97D","10kW以上","D",97,280,27.16,29.700000000000003,27.1,3,3,5.4,9,"",9,"",5.4,9,"",8,"",5.4,9,"",8,"",4.5,8,"",7,"",4.5,8,"",7,"",4.5,8,"",7,null,12]
["SEH99D","10kW以上","D",99,280,27.72,29.700000000000003,27.7,3,3,5.4,9,"",9,"",5.4,9,"",9,"",5.4,9,"",9,"",4.5,8,"",7,"",4.5,8,"",7,"",4.5,8,"",7,null,12]
["SEH100D","10kW以上","D",100,280,28,30.6,28,4,2,5.4,9,"",9,"",5.4,9,"",9,"",5.4,9,"",8,"",5.4,9,"",8,"",4.5,8,"",7,"",4.5,8,"",7,null,12]
["SEH102D","10kW以上","D",102,280,28.56,30.6,28.5,4,2,5.4,9,"",9,"",5.4,9,"",9,"",5.4,9,"",9,"",5.4,9,"",9,"",4.5,8,"",7,"",4.5,8,"",7,null,12]
["SEH103D","10kW以上","D",103,280,28.84,31.5,28.8,5,1,5.4,9,"",9,"",5.4,9,"",9,"",5.4,9,"",9,"",5.4,9,"",8,"",5.4,9,"",8,"",4.5,8,"",7,null,12]
["SEH105D","10kW以上","D",105,280,29.4,31.5,29.4,5,1,5.4,9,"",9,"",5.4,9,"",9,"",5.4,9,"",9,"",5.4,9,"",9,"",5.4,9,"",9,"",4.5,8,"",7,null,12]
["SEH106D","10kW以上","D",106,280,29.68,32.400000000000006,29.6,6,"",5.4,9,"",9,"",5.4,9,"",9,"",5.4,9,"",9,"",5.4,9,"",9,"",5.4,9,"",8,"",5.4,9,"",8,"",12]
["SEH108D","10kW以上","D",108,280,30.24,32.400000000000006,30.2,6,"",5.4,9,"",9,"",5.4,9,"",9,"",5.4,9,"",9,"",5.4,9,"",9,"",5.4,9,"",9,"",5.4,9,"",9,"",12]
["SEL16C","10kW未満","C",16,280,4.4800000000000004,4.5,4.4000000000000004,"",1,4.5,8,"",8,"","","","","","","","","","","","","","","","","","","","","","","","","","",2]
["SEL19C","10kW未満","C",19,280,5.32,5.4,5.3,1,"",5.4,7,"",6,6,"","","","","","","","","","","","","","","","","","","","","","","","","",3]
["SEL20C","10kW未満","C",20,280,5.6,5.4,5.4,1,"",5.4,7,7,6,null,"","","","","","","","","","","","","","","","","","","","","","","","","",3]
["SEL21C","10kW未満","C",21,280,5.88,5.4,5.4,1,"",5.4,7,7,7,null,"","","","","","","","","","","","","","","","","","","","","","","","","",3]
["SEL31C","10kW未満","C",31,280,8.68,9,8.6,"",2,4.5,8,"",8,"",4.5,8,"",7,"","","","","","","","","","","","","","","","","","","","","",4]
["SEL33C","10kW未満","C",33,280,9.24,9,8.9,"",2,4.5,9,"",8,"",4.5,8,"",8,"","","","","","","","","","","","","","","","","","","","","",4]
["SEL34C","10kW未満","C",34,280,9.52,9,9,"",2,4.5,9,"",8,"",4.5,9,"",8,"","","","","","","","","","","","","","","","","","","","","",4]
["SEL36C","10kW未満","C",36,280,10.08,9.9,9.8000000000000007,1,1,5.4,7,7,6,null,4.5,8,null,8,null,"","","","","","","","","","","","","","","","","","","","",5]
["SEL37C","10kW未満","C",37,280,10.36,9.9,9.9,1,1,5.4,7,7,6,null,4.5,9,null,8,null,"","","","","","","","","","","","","","","","","","","","",5]
["SEH37C","10kW以上","C",37,280,10.36,10.8,10.3,2,"",5.4,7,null,6,6,5.4,9,null,9,"","","","","","","","","","","","","","","","","","","","","",5]
["SEH38C","10kW以上","C",38,280,10.64,10.8,10.6,2,"",5.4,7,"",6,6,5.4,7,null,6,6,"","","","","","","","","","","","","","","","","","","","",6]
["SEH40C","10kW以上","C",40,280,11.2,10.8,10.8,2,"",5.4,7,7,6,null,5.4,7,7,6,null,null,null,null,null,null,null,null,null,null,null,null,null,null,null,null,null,null,null,null,null,6]
["SEH41C","10kW以上","C",41,280,11.48,10.8,10.8,2,"",5.4,7,7,7,null,5.4,7,7,6,null,null,null,null,null,null,null,null,null,null,null,null,null,null,null,null,null,null,null,null,null,6]
["SEH46C","10kW以上","C",46,280,12.88,13.5,12.8,"",3,4.5,8,null,8,null,4.5,8,null,7,null,4.5,8,null,7,null,null,null,null,null,null,null,null,null,null,null,null,null,null,null,null,6]
["SEH47C","10kW以上","C",47,280,13.16,13.5,13.1,"",3,4.5,8,null,8,null,4.5,8,null,8,null,4.5,8,null,7,null,null,null,null,null,null,null,null,null,null,null,null,null,null,null,null,6]
["SEH49C","10kW以上","C",49,280,13.72,13.5,13.4,"",3,4.5,9,null,8,null,4.5,8,null,8,null,4.5,8,null,8,null,null,null,null,null,null,null,null,null,null,null,null,null,null,null,null,6]
["SEH50C","10kW以上","C",50,280,14,13.5,13.4,"",3,4.5,9,null,8,null,4.5,9,null,8,null,4.5,8,null,8,null,null,null,null,null,null,null,null,null,null,null,null,null,null,null,null,6]
["SEH52C","10kW以上","C",52,280,14.56,14.4,14.3,1,2,5.4,7,7,6,null,4.5,8,null,8,null,4.5,8,null,8,null,null,null,null,null,null,null,null,null,null,null,null,null,null,null,null,7]
["SEH53C","10kW以上","C",53,280,14.84,14.4,14.3,1,2,5.4,7,7,6,null,4.5,9,null,8,null,4.5,8,null,8,null,null,null,null,null,null,null,null,null,null,null,null,null,null,null,null,7]
["SEH55C","10kW以上","C",55,280,15.4,14.4,14.4,1,2,5.4,7,7,7,null,4.5,9,null,8,null,4.5,9,null,8,null,null,null,null,null,null,null,null,null,null,null,null,null,null,null,null,7]
["SEH56C","10kW以上","C",56,280,15.68,15.3,15.2,2,1,5.4,7,7,6,null,5.4,7,7,6,null,4.5,8,null,8,null,null,null,null,null,null,null,null,null,null,null,null,null,null,null,null,8]
["SEH58C","10kW以上","C",58,280,16.239999999999998,15.3,15.3,2,1,5.4,7,7,7,null,5.4,7,7,6,null,4.5,9,null,8,null,null,null,null,null,null,null,null,null,null,null,null,null,null,null,null,8]
["SEH59C","10kW以上","C",59,280,16.52,15.3,15.3,2,1,5.4,7,7,7,null,5.4,7,7,7,null,4.5,9,null,8,null,null,null,null,null,null,null,null,null,null,null,null,null,null,null,null,8]
["SEH61C","10kW以上","C",61,280,17.079999999999998,16.200000000000003,16.2,3,"",5.4,7,7,7,null,5.4,7,7,6,null,5.4,7,7,6,null,null,null,null,null,null,null,null,null,null,null,null,null,null,null,null,9]
["SEH62C","10kW以上","C",62,280,17.36,16.200000000000003,16.2,3,"",5.4,7,7,7,null,5.4,7,7,7,null,5.4,7,7,6,null,null,null,null,null,null,null,null,null,null,null,null,null,null,null,null,9]
["SEH64C","10kW以上","C",64,280,17.920000000000002,18.899999999999999,17.899999999999999,1,3,5.4,7,null,6,6,4.5,8,null,7,null,4.5,8,null,7,null,4.5,8,null,7,null,null,null,null,null,null,null,null,null,null,null,9]
["SEH65C","10kW以上","C",65,280,18.2,18.899999999999999,18.2,1,3,5.4,7,null,6,6,4.5,8,null,8,null,4.5,8,null,7,null,4.5,8,null,7,null,null,null,null,null,null,null,null,null,null,null,9]
["SEH67C","10kW以上","C",67,280,18.760000000000002,18.899999999999999,18.7,1,3,5.4,7,null,6,6,4.5,8,null,8,null,4.5,8,null,8,null,4.5,8,null,8,null,null,null,null,null,null,null,null,null,null,null,9]
["SEH68C","10kW以上","C",68,280,19.04,18.899999999999999,18.8,1,3,5.4,7,7,6,null,4.5,8,null,8,null,4.5,8,null,8,null,4.5,8,null,8,null,null,null,null,null,null,null,null,null,null,null,9]
["SEH70C","10kW以上","C",70,280,19.600000000000001,18.899999999999999,18.8,1,3,5.4,7,7,6,null,4.5,9,null,8,null,4.5,9,null,8,null,4.5,8,null,8,null,null,null,null,null,null,null,null,null,null,null,9]
["SEH71C","10kW以上","C",71,280,19.88,18.899999999999999,18.899999999999999,1,3,5.4,7,7,6,null,4.5,9,null,8,null,4.5,9,null,8,null,4.5,9,null,8,null,null,null,null,null,null,null,null,null,null,null,9]
["SEH73C","10kW以上","C",73,280,20.440000000000001,19.8,19.7,2,2,5.4,7,7,6,null,5.4,7,7,6,null,4.5,9,null,8,null,4.5,8,null,8,null,null,null,null,null,null,null,null,null,null,null,10]
["SEH74C","10kW以上","C",74,280,20.72,19.8,19.8,2,2,5.4,7,7,6,null,5.4,7,7,6,null,4.5,9,null,8,null,4.5,9,null,8,null,null,null,null,null,null,null,null,null,null,null,10]
["SEH76C","10kW以上","C",76,280,21.28,19.8,19.8,2,2,5.4,7,7,7,null,5.4,7,7,7,null,4.5,9,null,8,null,4.5,9,null,8,null,null,null,null,null,null,null,null,null,null,null,10]
["SEH77C","10kW以上","C",77,280,21.56,20.700000000000003,20.7,3,1,5.4,7,7,6,null,5.4,7,7,6,null,5.4,7,7,6,null,4.5,9,null,8,null,null,null,null,null,null,null,null,null,null,null,11]
["SEH79C","10kW以上","C",79,280,22.12,20.700000000000003,20.7,3,1,5.4,7,7,7,null,5.4,7,7,7,null,5.4,7,7,6,null,4.5,9,null,8,null,null,null,null,null,null,null,null,null,null,null,11]
["SEH80C","10kW以上","C",80,280,22.4,20.700000000000003,20.7,3,1,5.4,7,7,7,null,5.4,7,7,7,null,5.4,7,7,7,null,4.5,9,null,8,null,null,null,null,null,null,null,null,null,null,null,11]
["SEH82C","10kW以上","C",82,280,22.96,21.6,21.6,4,"",5.4,7,7,7,null,5.4,7,7,7,null,5.4,7,7,6,null,5.4,7,7,6,null,null,null,null,null,null,null,null,null,null,null,12]
["SEH83C","10kW以上","C",83,280,23.24,21.6,21.6,4,"",5.4,7,7,7,null,5.4,7,7,7,null,5.4,7,7,7,null,5.4,7,7,6,null,null,null,null,null,null,null,null,null,null,null,12]
["SEH85C","10kW以上","C",85,280,23.8,24.3,23.8,2,3,5.4,7,null,6,6,5.4,7,null,6,6,4.5,8,null,8,null,4.5,8,null,8,null,4.5,8,null,7,null,null,null,null,null,null,12]
["SEH86C","10kW以上","C",86,280,24.08,24.3,24,2,3,5.4,7,null,6,6,5.4,7,null,6,6,4.5,8,null,8,null,4.5,8,null,8,null,4.5,8,null,8,null,null,null,null,null,null,12]
["SEH88C","10kW以上","C",88,280,24.64,24.3,24.2,2,3,5.4,7,7,6,null,5.4,7,7,6,null,4.5,8,null,8,null,4.5,8,null,8,null,4.5,8,null,8,null,null,null,null,null,null,12]
["SEH89C","10kW以上","C",89,280,24.92,24.3,24.2,2,3,5.4,7,7,6,null,5.4,7,7,6,null,4.5,9,null,8,null,4.5,8,null,8,null,4.5,8,null,8,null,null,null,null,null,null,12]
["SEH91C","10kW以上","C",91,280,25.48,24.3,24.3,2,3,5.4,7,7,6,null,5.4,7,7,6,null,4.5,9,null,8,null,4.5,9,null,8,null,4.5,9,null,8,null,null,null,null,null,null,12]
["SEH92C","10kW以上","C",92,280,25.76,24.3,24.3,2,3,5.4,7,7,7,null,5.4,7,7,6,null,4.5,9,null,8,null,4.5,9,null,8,null,4.5,9,null,8,null,null,null,null,null,null,12]
["SEH94C","10kW以上","C",94,280,26.32,25.200000000000003,25.2,3,2,5.4,7,7,6,null,5.4,7,7,6,null,5.4,7,7,6,null,4.5,9,null,8,null,4.5,9,null,8,null,null,null,null,null,null,13]
["SEH95C","10kW以上","C",95,280,26.6,25.200000000000003,25.2,3,2,5.4,7,7,7,null,5.4,7,7,6,null,5.4,7,7,6,null,4.5,9,null,8,null,4.5,9,null,8,null,null,null,null,null,null,13]
["SEH96C","10kW以上","C",96,280,26.88,25.200000000000003,25.2,3,2,5.4,7,7,7,null,5.4,7,7,7,null,5.4,7,7,6,null,4.5,9,null,8,null,4.5,9,null,8,null,null,null,null,null,null,13]
["SEH97C","10kW以上","C",97,280,27.16,25.200000000000003,25.2,3,2,5.4,7,7,7,null,5.4,7,7,7,null,5.4,7,7,7,null,4.5,9,null,8,null,4.5,9,null,8,null,null,null,null,null,null,13]
["SEH99C","10kW以上","C",99,280,27.72,26.1,26.1,4,1,5.4,7,7,7,null,5.4,7,7,7,null,5.4,7,7,6,null,5.4,7,7,6,null,4.5,9,null,8,null,null,null,null,null,null,14]
["SEH100C","10kW以上","C",100,280,28,26.1,26.1,4,1,5.4,7,7,7,null,5.4,7,7,7,null,5.4,7,7,7,null,5.4,7,7,6,null,4.5,9,null,8,null,null,null,null,null,null,14]
["SEH102C","10kW以上","C",102,280,28.56,27,27,5,"",5.4,7,7,7,null,5.4,7,7,7,null,5.4,7,7,6,null,5.4,7,7,6,null,5.4,7,7,6,null,null,null,null,null,null,15]
["SEH103C","10kW以上","C",103,280,28.84,27,27,5,"",5.4,7,7,7,null,5.4,7,7,7,null,5.4,7,7,7,null,5.4,7,7,6,null,5.4,7,7,6,null,null,null,null,null,null,15]
["SEH105C","10kW以上","C",105,280,29.4,27,27,5,"",5.4,7,7,7,null,5.4,7,7,7,null,5.4,7,7,7,null,5.4,7,7,7,null,5.4,7,7,7,null,null,null,null,null,null,15]
["SEH106C","10kW以上","C",106,280,29.68,29.700000000000003,29.4,3,3,5.4,7,7,6,null,5.4,7,null,6,6,5.4,7,null,6,6,4.5,8,null,8,null,4.5,8,null,8,null,4.5,8,null,8,null,15]
["SEH108C","10kW以上","C",108,280,30.24,29.700000000000003,29.6,3,3,5.4,7,7,6,null,5.4,7,7,6,null,5.4,7,7,6,null,4.5,8,null,8,null,4.5,8,null,8,null,4.5,8,null,8,null,15]
["SEH109C","10kW以上","C",109,280,30.52,29.700000000000003,29.6,3,3,5.4,7,7,6,null,5.4,7,7,6,null,5.4,7,7,6,null,4.5,9,null,8,null,4.5,8,null,8,null,4.5,8,null,8,null,15]
["SEH111C","10kW以上","C",111,280,31.08,29.700000000000003,29.7,3,3,5.4,7,7,6,null,5.4,7,7,6,null,5.4,7,7,6,null,4.5,9,null,8,null,4.5,9,null,8,null,4.5,9,null,8,null,15]
["SEH112C","10kW以上","C",112,280,31.36,29.700000000000003,29.7,3,3,5.4,7,7,7,null,5.4,7,7,6,null,5.4,7,7,6,null,4.5,9,null,8,null,4.5,9,null,8,null,4.5,9,null,8,null,15]
["SEH114C","10kW以上","C",114,280,31.92,29.700000000000003,29.7,3,3,5.4,7,7,7,null,5.4,7,7,7,null,5.4,7,7,7,null,4.5,9,null,8,null,4.5,9,null,8,null,4.5,9,null,8,null,15]
["SEH115C","10kW以上","C",115,280,32.200000000000003,30.6,30.6,4,2,5.4,7,7,7,null,5.4,7,7,6,null,5.4,7,7,6,null,5.4,7,7,6,null,4.5,9,null,8,null,4.5,9,null,8,null,16]
["SEH117C","10kW以上","C",117,280,32.76,30.6,30.6,4,2,5.4,7,7,7,null,5.4,7,7,7,null,5.4,7,7,7,null,5.4,7,7,6,null,4.5,9,null,8,null,4.5,9,null,8,null,16]
["SEH118C","10kW以上","C",118,280,33.04,30.6,30.6,4,2,5.4,7,7,7,null,5.4,7,7,7,null,5.4,7,7,7,null,5.4,7,7,7,null,4.5,9,null,8,null,4.5,9,null,8,null,16]
["SEH120C","10kW以上","C",120,280,33.6,31.5,31.5,5,1,5.4,7,7,7,null,5.4,7,7,7,null,5.4,7,7,7,null,5.4,7,7,6,null,5.4,7,7,6,null,4.5,9,null,8,null,17]
["SEL18B","10kW未満","B",18,280,5.04,4.5,4.5,"",1,4.5,9,"",9,"","","","","","","","","","","","","","","","","","","","","","","","","","",2]
["SEL20B","10kW未満","B",20,280,5.6,4.5,4.5,"",1,4.5,7,7,6,null,"","","","","","","","","","","","","","","","","","","","","","","","","",3]
["SEL22B","10kW未満","B",22,280,6.16,5.4,5.4,1,"",5.4,8,null,7,7,"","","","","","","","","","","","","","","","","","","","","","","","","",3]
["SEL24B","10kW未満","B",24,280,6.72,5.4,5.4,1,"",5.4,8,8,8,null,"","","","","","","","","","","","","","","","","","","","","","","","","",3]
["SEL35B","10kW未満","B",35,280,9.8000000000000007,9,9,"",2,4.5,9,"",9,"",4.5,9,"",8,"","","","","","","","","","","","","","","","","","","","","",4]
["SEL37B","10kW未満","B",37,280,10.36,9,9,"",2,4.5,7,"",6,6,4.5,9,"",9,"","","","","","","","","","","","","","","","","","","","","",5]
["SEL38B","10kW未満","B",38,280,10.64,9,9,"",2,4.5,7,"",6,6,4.5,7,"",6,6,"","","","","","","","","","","","","","","","","","","","",6]
["SEL40B","10kW未満","B",40,280,11.2,9,9,"",2,4.5,7,7,6,null,4.5,7,7,6,null,"","","","","","","","","","","","","","","","","","","","",6]
["SEL41B","10kW未満","B",41,280,11.48,9.9,9.9,1,1,5.4,8,null,7,7,4.5,7,null,6,6,"","","","","","","","","","","","","","","","","","","","",6]
["SEL43B","10kW未満","B",43,280,12.04,9.9,9.9,1,1,5.4,8,8,7,null,4.5,7,7,6,null,"","","","","","","","","","","","","","","","","","","","",6]
["SEL44B","10kW未満","B",44,280,12.32,9.9,9.9,1,1,5.4,8,8,8,null,4.5,7,7,6,null,"","","","","","","","","","","","","","","","","","","","",6]
["SEH44B","10kW以上","B",44,280,12.32,10.8,10.8,2,"",5.4,8,null,7,7,5.4,8,null,7,7,null,null,null,null,null,null,null,null,null,null,null,null,null,null,null,null,null,null,null,null,6]
["SEH45B","10kW以上","B",45,280,12.6,10.8,10.8,2,"",5.4,8,8,7,null,5.4,8,null,7,7,null,null,null,null,null,null,null,null,null,null,null,null,null,null,null,null,null,null,null,null,6]
["SEH47B","10kW以上","B",47,280,13.16,10.8,10.8,2,"",5.4,8,8,8,null,5.4,8,8,7,null,null,null,null,null,null,null,null,null,null,null,null,null,null,null,null,null,null,null,null,null,6]
["SEH48B","10kW以上","B",48,280,13.44,10.8,10.8,2,"",5.4,8,8,8,null,5.4,8,8,8,null,null,null,null,null,null,null,null,null,null,null,null,null,null,null,null,null,null,null,null,null,6]
["SEH53B","10kW以上","B",53,280,14.84,13.5,13.5,"",3,4.5,9,null,9,null,4.5,9,null,9,null,4.5,9,null,8,null,null,null,null,null,null,null,null,null,null,null,null,null,null,null,null,6]
["SEH54B","10kW以上","B",54,280,15.12,13.5,13.5,"",3,4.5,9,null,9,null,4.5,9,null,9,null,4.5,9,null,9,null,null,null,null,null,null,null,null,null,null,null,null,null,null,null,null,6]
["SEH56B","10kW以上","B",56,280,15.68,13.5,13.5,"",3,4.5,7,null,6,6,4.5,7,null,6,6,4.5,9,null,9,null,null,null,null,null,null,null,null,null,null,null,null,null,null,null,null,8]
["SEH57B","10kW以上","B",57,280,15.96,13.5,13.5,"",3,4.5,7,null,6,6,4.5,7,null,6,6,4.5,7,null,6,6,null,null,null,null,null,null,null,null,null,null,null,null,null,null,null,9]
["SEH59B","10kW以上","B",59,280,16.52,13.5,13.5,"",3,4.5,7,7,6,null,4.5,7,7,6,null,4.5,7,null,6,6,null,null,null,null,null,null,null,null,null,null,null,null,null,null,null,9]
["SEH60B","10kW以上","B",60,280,16.8,13.5,13.5,"",3,4.5,7,7,6,null,4.5,7,7,6,null,4.5,7,7,6,null,null,null,null,null,null,null,null,null,null,null,null,null,null,null,null,9]
["SEH62B","10kW以上","B",62,280,17.36,14.4,14.4,1,2,5.4,8,8,7,null,4.5,7,7,6,null,4.5,7,null,6,6,null,null,null,null,null,null,null,null,null,null,null,null,null,null,null,9]
["SEH63B","10kW以上","B",63,280,17.64,14.4,14.4,1,2,5.4,8,8,7,null,4.5,7,7,6,null,4.5,7,7,6,null,null,null,null,null,null,null,null,null,null,null,null,null,null,null,null,9]
["SEH65B","10kW以上","B",65,280,18.2,15.3,15.3,2,1,5.4,8,8,7,null,5.4,8,8,7,null,4.5,7,null,6,6,null,null,null,null,null,null,null,null,null,null,null,null,null,null,null,9]
["SEH66B","10kW以上","B",66,280,18.48,15.3,15.3,2,1,5.4,8,8,7,null,5.4,8,8,7,null,4.5,7,7,6,null,null,null,null,null,null,null,null,null,null,null,null,null,null,null,null,9]
["SEH67B","10kW以上","B",67,280,18.760000000000002,15.3,15.3,2,1,5.4,8,8,8,null,5.4,8,8,7,null,4.5,7,7,6,null,null,null,null,null,null,null,null,null,null,null,null,null,null,null,null,9]
["SEH68B","10kW以上","B",68,280,19.04,15.3,15.3,2,1,5.4,8,8,8,null,5.4,8,8,8,null,4.5,7,7,6,null,null,null,null,null,null,null,null,null,null,null,null,null,null,null,null,9]
["SEH70B","10kW以上","B",70,280,19.600000000000001,16.200000000000003,16.2,3,"",5.4,8,8,8,null,5.4,8,8,7,null,5.4,8,8,7,null,null,null,null,null,null,null,null,null,null,null,null,null,null,null,null,9]
["SEH71B","10kW以上","B",71,280,19.88,16.200000000000003,16.2,3,"",5.4,8,8,8,null,5.4,8,8,8,null,5.4,8,8,7,null,null,null,null,null,null,null,null,null,null,null,null,null,null,null,null,9]
["SEH73B","10kW以上","B",73,280,20.440000000000001,18.899999999999999,18.899999999999999,1,3,5.4,7,7,7,null,4.5,9,null,9,null,4.5,9,null,8,null,4.5,9,null,8,null,null,null,null,null,null,null,null,null,null,null,9]
["SEH74B","10kW以上","B",74,280,20.72,18.899999999999999,18.899999999999999,1,3,5.4,7,7,7,null,4.5,9,null,9,null,4.5,9,null,9,null,4.5,9,null,8,null,null,null,null,null,null,null,null,null,null,null,9]
["SEH76B","10kW以上","B",76,280,21.28,18.899999999999999,18.899999999999999,1,3,5.4,8,null,7,7,4.5,9,null,9,null,4.5,9,null,9,null,4.5,9,null,9,null,null,null,null,null,null,null,null,null,null,null,9]
["SEH77B","10kW以上","B",77,280,21.56,18.899999999999999,18.899999999999999,1,3,5.4,8,null,7,7,4.5,7,null,6,6,4.5,9,null,9,null,4.5,9,null,9,null,null,null,null,null,null,null,null,null,null,null,10]
["SEH79B","10kW以上","B",79,280,22.12,18.899999999999999,18.899999999999999,1,3,5.4,8,null,7,7,4.5,7,null,6,6,4.5,7,null,6,6,4.5,7,null,6,6,null,null,null,null,null,null,null,null,null,null,12]
["SEH80B","10kW以上","B",80,280,22.4,18.899999999999999,18.899999999999999,1,3,5.4,8,8,7,null,4.5,7,null,6,6,4.5,7,null,6,6,4.5,7,null,6,6,null,null,null,null,null,null,null,null,null,null,12]
["SEH82B","10kW以上","B",82,280,22.96,18.899999999999999,18.899999999999999,1,3,5.4,8,8,7,null,4.5,7,7,6,null,4.5,7,7,6,null,4.5,7,null,6,6,null,null,null,null,null,null,null,null,null,null,12]
["SEH83B","10kW以上","B",83,280,23.24,18.899999999999999,18.899999999999999,1,3,5.4,8,8,7,null,4.5,7,7,6,null,4.5,7,7,6,null,4.5,7,7,6,null,null,null,null,null,null,null,null,null,null,null,12]
["SEH85B","10kW以上","B",85,280,23.8,19.8,19.8,2,2,5.4,8,8,7,null,5.4,8,8,7,null,4.5,7,7,6,null,4.5,7,null,6,6,null,null,null,null,null,null,null,null,null,null,12]
["SEH86B","10kW以上","B",86,280,24.08,19.8,19.8,2,2,5.4,8,8,7,null,5.4,8,8,7,null,4.5,7,7,6,null,4.5,7,7,6,null,null,null,null,null,null,null,null,null,null,null,12]
["SEH88B","10kW以上","B",88,280,24.64,19.8,19.8,2,2,5.4,8,8,8,null,5.4,8,8,8,null,4.5,7,7,6,null,4.5,7,7,6,null,null,null,null,null,null,null,null,null,null,null,12]
["SEH89B","10kW以上","B",89,280,24.92,20.700000000000003,20.7,3,1,5.4,8,8,7,null,5.4,8,8,7,null,5.4,8,8,7,null,4.5,7,7,6,null,null,null,null,null,null,null,null,null,null,null,12]
["SEH91B","10kW以上","B",91,280,25.48,20.700000000000003,20.7,3,1,5.4,8,8,8,null,5.4,8,8,8,null,5.4,8,8,7,null,4.5,7,7,6,null,null,null,null,null,null,null,null,null,null,null,12]
["SEH92B","10kW以上","B",92,280,25.76,20.700000000000003,20.7,3,1,5.4,8,8,8,null,5.4,8,8,8,null,5.4,8,8,8,null,4.5,7,7,6,null,null,null,null,null,null,null,null,null,null,null,12]
["SEH94B","10kW以上","B",94,280,26.32,21.6,21.6,4,"",5.4,8,8,8,null,5.4,8,8,8,null,5.4,8,8,7,null,5.4,8,8,7,null,null,null,null,null,null,null,null,null,null,null,12]
["SEH95B","10kW以上","B",95,280,26.6,21.6,21.6,4,"",5.4,8,8,8,null,5.4,8,8,8,null,5.4,8,8,8,null,5.4,8,8,7,null,null,null,null,null,null,null,null,null,null,null,12]
["SEH97B","10kW以上","B",97,280,27.16,24.3,24.3,2,3,5.4,8,null,7,7,5.4,7,7,7,null,4.5,9,null,9,null,4.5,9,null,9,null,4.5,9,null,9,null,null,null,null,null,null,12]
["SEH98B","10kW以上","B",98,280,27.44,24.3,24.3,2,3,5.4,8,null,7,7,5.4,8,null,7,7,4.5,9,null,9,null,4.5,9,null,9,null,4.5,9,null,9,null,null,null,null,null,null,12]
["SEH100B","10kW以上","B",100,280,28,24.3,24.3,2,3,5.4,8,null,7,7,5.4,8,null,7,7,4.5,7,null,6,6,4.5,7,null,6,6,4.5,9,null,9,null,null,null,null,null,null,14]
["SEH101B","10kW以上","B",101,280,28.28,24.3,24.3,2,3,5.4,8,null,7,7,5.4,8,null,7,7,4.5,7,null,6,6,4.5,7,null,6,6,4.5,7,null,6,6,null,null,null,null,null,15]
["SEH103B","10kW以上","B",103,280,28.84,24.3,24.3,2,3,5.4,8,8,7,null,5.4,8,8,7,null,4.5,7,null,6,6,4.5,7,null,6,6,4.5,7,null,6,6,null,null,null,null,null,15]
["SEH104B","10kW以上","B",104,280,29.12,24.3,24.3,2,3,5.4,8,8,7,null,5.4,8,8,7,null,4.5,7,7,6,null,4.5,7,null,6,6,4.5,7,null,6,6,null,null,null,null,null,15]
["SEH106B","10kW以上","B",106,280,29.68,24.3,24.3,2,3,5.4,8,8,7,null,5.4,8,8,7,null,4.5,7,7,6,null,4.5,7,7,6,null,4.5,7,7,6,null,null,null,null,null,null,15]
["SEH107B","10kW以上","B",107,280,29.96,24.3,24.3,2,3,5.4,8,8,8,null,5.4,8,8,7,null,4.5,7,7,6,null,4.5,7,7,6,null,4.5,7,7,6,null,null,null,null,null,null,15]
["SEH109B","10kW以上","B",109,280,30.52,25.200000000000003,25.2,3,2,5.4,8,8,7,null,5.4,8,8,7,null,5.4,8,8,7,null,4.5,7,7,6,null,4.5,7,7,6,null,null,null,null,null,null,15]
["SEH110B","10kW以上","B",110,280,30.8,25.200000000000003,25.2,3,2,5.4,8,8,8,null,5.4,8,8,7,null,5.4,8,8,7,null,4.5,7,7,6,null,4.5,7,7,6,null,null,null,null,null,null,15]
["SEH112B","10kW以上","B",112,280,31.36,25.200000000000003,25.2,3,2,5.4,8,8,8,null,5.4,8,8,8,null,5.4,8,8,8,null,4.5,7,7,6,null,4.5,7,7,6,null,null,null,null,null,null,15]
["SEH113B","10kW以上","B",113,280,31.64,26.1,26.1,4,1,5.4,8,8,8,null,5.4,8,8,7,null,5.4,8,8,7,null,5.4,8,8,7,null,4.5,7,7,6,null,null,null,null,null,null,15]
["SEH115B","10kW以上","B",115,280,32.200000000000003,26.1,26.1,4,1,5.4,8,8,8,null,5.4,8,8,8,null,5.4,8,8,8,null,5.4,8,8,7,null,4.5,7,7,6,null,null,null,null,null,null,15]
["SEH116B","10kW以上","B",116,280,32.479999999999997,26.1,26.1,4,1,5.4,8,8,8,null,5.4,8,8,8,null,5.4,8,8,8,null,5.4,8,8,8,null,4.5,7,7,6,null,null,null,null,null,null,15]
["SEH118B","10kW以上","B",118,280,33.04,27,27,5,"",5.4,8,8,8,null,5.4,8,8,8,null,5.4,8,8,8,null,5.4,8,8,7,null,5.4,8,8,7,null,null,null,null,null,null,15]
["SEH119B","10kW以上","B",119,280,33.32,27,27,5,"",5.4,8,8,8,null,5.4,8,8,8,null,5.4,8,8,8,null,5.4,8,8,8,null,5.4,8,8,7,null,null,null,null,null,null,15]
["SEL21A","10kW未満","A",21,280,5.88,4.5,4.5,"",1,4.5,7,7,7,null,"","","","","","","","","","","","","","","","","","","","","","","","","",3]
["SEL22A","10kW未満","A",22,280,6.16,4.5,4.5,"",1,4.5,8,"",7,7,"","","","","","","","","","","","","","","","","","","","","","","","","",3]
["SEL26A","10kW未満","A",26,280,7.28,5.4,5.4,1,"",5.4,9,9,8,"","","","","","","","","","","","","","","","","","","","","","","","","","",3]
["SEL27A","10kW未満","A",27,280,7.56,5.4,5.4,1,"",5.4,9,9,9,"","","","","","","","","","","","","","","","","","","","","","","","","","",3]
["SEL42A","10kW未満","A",42,280,11.76,9,9,"",2,4.5,7,7,7,"",4.5,7,7,7,null,"","","","","","","","","","","","","","","","","","","","",6]
["SEL43A","10kW未満","A",43,280,12.04,9,9,"",2,4.5,8,null,7,7,4.5,7,7,7,null,"","","","","","","","","","","","","","","","","","","","",6]
["SEL45A","10kW未満","A",45,280,12.6,9.9,9.9,1,1,5.4,9,null,8,8,4.5,7,7,6,null,"","","","","","","","","","","","","","","","","","","","",6]
["SEL46A","10kW未満","A",46,280,12.88,9.9,9.9,1,1,5.4,9,null,8,8,4.5,7,7,7,null,"","","","","","","","","","","","","","","","","","","","",6]
["SEL47A","10kW未満","A",47,280,13.16,9.9,9.9,1,1,5.4,9,9,8,"",4.5,7,7,7,null,"","","","","","","","","","","","","","","","","","","","",6]
["SEL48A","10kW未満","A",48,280,13.44,9.9,9.9,1,1,5.4,9,9,8,"",4.5,8,"",7,7,"","","","","","","","","","","","","","","","","","","","",6]
["SEH49A","10kW以上","A",49,280,13.72,10.8,10.8,2,"",5.4,9,null,8,8,5.4,8,8,8,null,"","","","","","","","","","","","","","","","","","","","",6]
["SEH50A","10kW以上","A",50,280,14,10.8,10.8,2,"",5.4,9,null,8,8,5.4,9,null,8,8,null,null,null,null,null,null,null,null,null,null,null,null,null,null,null,null,null,null,null,null,6]
["SEH52A","10kW以上","A",52,280,14.56,10.8,10.8,2,"",5.4,9,9,8,null,5.4,9,9,8,null,null,null,null,null,null,null,null,null,null,null,null,null,null,null,null,null,null,null,null,null,6]
["SEH53A","10kW以上","A",53,280,14.84,10.8,10.8,2,"",5.4,9,9,9,null,5.4,9,9,8,null,null,null,null,null,null,null,null,null,null,null,null,null,null,null,null,null,null,null,null,null,6]
["SEH61A","10kW以上","A",61,280,17.079999999999998,13.5,13.5,"",3,4.5,7,7,7,null,4.5,7,7,6,null,4.5,7,7,6,null,null,null,null,null,null,null,null,null,null,null,null,null,null,null,null,9]
["SEH62A","10kW以上","A",62,280,17.36,13.5,13.5,"",3,4.5,7,7,7,null,4.5,7,7,7,null,4.5,7,7,6,null,null,null,null,null,null,null,null,null,null,null,null,null,null,null,null,9]
["SEH64A","10kW以上","A",64,280,17.920000000000002,13.5,13.5,"",3,4.5,8,"",7,7,4.5,7,7,7,null,4.5,7,7,7,null,null,null,null,null,null,null,null,null,null,null,null,null,null,null,null,9]
["SEH65A","10kW以上","A",65,280,18.2,13.5,13.5,"",3,4.5,8,"",7,7,4.5,8,"",7,7,4.5,7,7,7,null,null,null,null,null,null,null,null,null,null,null,null,null,null,null,null,9]
["SEH67A","10kW以上","A",67,280,18.760000000000002,14.4,14.4,1,2,5.4,9,null,8,8,4.5,7,7,7,null,4.5,7,7,7,null,null,null,null,null,null,null,null,null,null,null,null,null,null,null,null,9]
["SEH68A","10kW以上","A",68,280,19.04,14.4,14.4,1,2,5.4,9,9,8,null,4.5,7,7,7,null,4.5,7,7,7,null,null,null,null,null,null,null,null,null,null,null,null,null,null,null,null,9]
["SEH70A","10kW以上","A",70,280,19.600000000000001,14.4,14.4,1,2,5.4,9,9,8,null,4.5,8,"",7,7,4.5,8,"",7,7,null,null,null,null,null,null,null,null,null,null,null,null,null,null,null,9]
["SEH71A","10kW以上","A",71,280,19.88,14.4,14.4,1,2,5.4,9,9,9,null,4.5,8,"",7,7,4.5,8,"",7,7,null,null,null,null,null,null,null,null,null,null,null,null,null,null,null,9]
["SEH73A","10kW以上","A",73,280,20.440000000000001,15.3,15.3,2,1,5.4,9,9,8,null,5.4,9,9,8,null,4.5,7,7,7,null,null,null,null,null,null,null,null,null,null,null,null,null,null,null,null,9]
["SEH74A","10kW以上","A",74,280,20.72,15.3,15.3,2,1,5.4,9,9,8,null,5.4,9,9,8,null,4.5,8,"",7,7,null,null,null,null,null,null,null,null,null,null,null,null,null,null,null,9]
["SEH76A","10kW以上","A",76,280,21.28,15.3,15.3,2,1,5.4,9,9,9,null,5.4,9,9,9,null,4.5,8,"",7,7,null,null,null,null,null,null,null,null,null,null,null,null,null,null,null,9]
["SEH77A","10kW以上","A",77,280,21.56,16.200000000000003,16.2,3,"",5.4,9,9,8,null,5.4,9,9,8,null,5.4,9,null,8,8,null,null,null,null,null,null,null,null,null,null,null,null,null,null,null,9]
["SEH79A","10kW以上","A",79,280,22.12,16.200000000000003,16.2,3,"",5.4,9,9,9,null,5.4,9,9,8,null,5.4,9,9,8,null,null,null,null,null,null,null,null,null,null,null,null,null,null,null,null,9]
["SEH80A","10kW以上","A",80,280,22.4,16.200000000000003,16.2,3,"",5.4,9,9,9,null,5.4,9,9,9,null,5.4,9,9,8,null,null,null,null,null,null,null,null,null,null,null,null,null,null,null,null,9]
["SEH82B","10kW以上","B",82,280,22.96,18.899999999999999,18.899999999999999,1,3,5.4,8,8,8,null,4.5,7,7,6,null,4.5,7,"",6,6,4.5,7,"",6,6,null,null,null,null,null,null,null,null,null,null,12]
["SEH83B","10kW以上","B",83,280,23.24,18.899999999999999,18.899999999999999,1,3,5.4,8,8,8,null,4.5,7,7,6,null,4.5,7,7,6,null,4.5,7,"",6,6,null,null,null,null,null,null,null,null,null,null,12]
["SEH85A","10kW以上","A",85,280,23.8,18.899999999999999,18.899999999999999,1,3,5.4,9,null,8,8,4.5,7,7,6,null,4.5,7,7,6,null,4.5,7,7,6,null,null,null,null,null,null,null,null,null,null,null,12]
["SEH86A","10kW以上","A",86,280,24.08,18.899999999999999,18.899999999999999,1,3,5.4,9,null,8,8,4.5,7,7,7,null,4.5,7,7,6,null,4.5,7,7,6,null,null,null,null,null,null,null,null,null,null,null,12]
["SEH88A","10kW以上","A",88,280,24.64,18.899999999999999,18.899999999999999,1,3,5.4,9,null,8,8,4.5,7,7,7,null,4.5,7,7,7,null,4.5,7,7,7,null,null,null,null,null,null,null,null,null,null,null,12]
["SEH89A","10kW以上","A",89,280,24.92,18.899999999999999,18.899999999999999,1,3,5.4,9,9,8,null,4.5,7,7,7,null,4.5,7,7,7,null,4.5,7,7,7,null,null,null,null,null,null,null,null,null,null,null,12]
["SEH91A","10kW以上","A",91,280,25.48,18.899999999999999,18.899999999999999,1,3,5.4,9,9,8,null,4.5,8,"",7,7,4.5,8,"",7,7,4.5,7,7,7,null,null,null,null,null,null,null,null,null,null,null,12]
["SEH92A","10kW以上","A",92,280,25.76,18.899999999999999,18.899999999999999,1,3,5.4,9,9,8,null,4.5,8,"",7,7,4.5,8,"",7,7,4.5,8,"",7,7,null,null,null,null,null,null,null,null,null,null,12]
["SEH94A","10kW以上","A",94,280,26.32,19.8,19.8,2,2,5.4,9,9,8,null,5.4,9,9,8,null,4.5,7,7,7,null,4.5,7,7,7,null,null,null,null,null,null,null,null,null,null,null,12]
["SEH95A","10kW以上","A",95,280,26.6,19.8,19.8,2,2,5.4,9,9,8,null,5.4,9,9,8,null,4.5,8,"",7,7,4.5,7,7,7,null,null,null,null,null,null,null,null,null,null,null,12]
["SEH97A","10kW以上","A",97,280,27.16,19.8,19.8,2,2,5.4,9,9,9,null,5.4,9,9,8,null,4.5,8,"",7,7,4.5,8,"",7,7,null,null,null,null,null,null,null,null,null,null,12]
["SEH98A","10kW以上","A",98,280,27.44,19.8,19.8,2,2,5.4,9,9,9,null,5.4,9,9,9,null,4.5,8,"",7,7,4.5,8,"",7,7,null,null,null,null,null,null,null,null,null,null,12]
["SEH100A","10kW以上","A",100,280,28,20.700000000000003,20.7,3,1,5.4,9,9,8,null,5.4,9,9,8,null,5.4,9,9,8,null,4.5,8,"",7,7,null,null,null,null,null,null,null,null,null,null,12]
["SEH101A","10kW以上","A",101,280,28.28,20.700000000000003,20.7,3,1,5.4,9,9,9,null,5.4,9,9,8,null,5.4,9,9,8,null,4.5,8,"",7,7,null,null,null,null,null,null,null,null,null,null,12]
["SEH103A","10kW以上","A",103,280,28.84,20.700000000000003,20.7,3,1,5.4,9,9,9,null,5.4,9,9,9,null,5.4,9,9,9,null,4.5,8,"",7,7,null,null,null,null,null,null,null,null,null,null,12]
["SEH104A","10kW以上","A",104,280,29.12,21.6,21.6,4,"",5.4,9,9,8,null,5.4,9,9,8,null,5.4,9,9,8,null,5.4,9,9,8,null,null,null,null,null,null,null,null,null,null,null,12]
["SEH106A","10kW以上","A",106,280,29.68,21.6,21.6,4,"",5.4,9,9,9,null,5.4,9,9,9,null,5.4,9,9,8,null,5.4,9,9,8,null,null,null,null,null,null,null,null,null,null,null,12]
["SEH107A","10kW以上","A",107,280,29.96,21.6,21.6,4,"",5.4,9,9,9,null,5.4,9,9,9,null,5.4,9,9,9,null,5.4,9,9,8,null,null,null,null,null,null,null,null,null,null,null,12]
["SEH109A","10kW以上","A",109,280,30.52,24.3,24.3,2,3,5.4,9,null,8,8,5.4,8,8,8,null,4.5,7,7,6,null,4.5,7,7,6,null,4.5,7,7,6,null,null,null,null,null,null,15]
["SEH110A","10kW以上","A",110,280,30.8,24.3,24.3,2,3,5.4,9,null,8,8,5.4,9,null,8,8,4.5,7,7,6,null,4.5,7,7,6,null,4.5,7,7,6,null,null,null,null,null,null,15]
["SEH112A","10kW以上","A",112,280,31.36,24.3,24.3,2,3,5.4,9,null,8,8,5.4,9,null,8,8,4.5,7,7,7,null,4.5,7,7,7,null,4.5,7,7,6,null,null,null,null,null,null,15]
["SEH113A","10kW以上","A",113,280,31.64,24.3,24.3,2,3,5.4,9,null,8,8,5.4,9,null,8,8,4.5,7,7,7,null,4.5,7,7,7,null,4.5,7,7,7,null,null,null,null,null,null,15]
["SEH115A","10kW以上","A",115,280,32.200000000000003,24.3,24.3,2,3,5.4,9,9,8,null,5.4,9,9,8,null,4.5,7,7,7,null,4.5,7,7,7,null,4.5,7,7,7,null,null,null,null,null,null,15]
["SEH116A","10kW以上","A",116,280,32.479999999999997,24.3,24.3,2,3,5.4,9,9,8,null,5.4,9,9,8,null,4.5,8,"",7,7,4.5,7,7,7,null,4.5,7,7,7,null,null,null,null,null,null,15]
["SEH117A","10kW以上","A",117,280,32.76,24.3,24.3,2,3,5.4,9,9,8,null,5.4,9,9,8,null,4.5,8,"",7,7,4.5,8,"",7,7,4.5,7,7,7,null,null,null,null,null,null,15]
["SEH118A","10kW以上","A",118,280,33.04,24.3,24.3,2,3,5.4,9,9,8,null,5.4,9,9,8,null,4.5,8,"",7,7,4.5,8,"",7,7,4.5,8,"",7,7,null,null,null,null,null,15]
["SEH120A","10kW以上","A",120,280,33.6,24.3,24.3,2,3,5.4,9,9,9,null,5.4,9,9,9,null,4.5,8,"",7,7,4.5,8,"",7,7,4.5,8,"",7,7,null,null,null,null,null,15]
["SFL12E","10kW未満","E",12,300,3.6,4.5,3.6,"",1,4.5,6,"",6,"","",null,null,null,null,null,null,null,null,null,null,null,null,null,null,null,null,null,null,null,null,null,null,null,null,2]
["SFL14E","10kW未満","E",14,300,4.2,5.4,4.2,1,"",5.4,7,"",7,"","","","","","",null,null,null,null,null,null,null,null,null,null,null,null,null,null,null,null,null,null,null,null,2]
["SFL15E","10kW未満","E",15,300,4.5,5.4,4.5,1,"",5.4,8,"",7,"","","","","","",null,null,null,null,null,null,null,null,null,null,null,null,null,null,null,null,null,null,null,null,2]
["SFL23E","10kW未満","E",23,300,6.9,9,6.9,"",2,4.5,6,"",6,"",4.5,6,"",5,"",null,null,null,null,null,null,null,null,null,null,null,null,null,null,null,null,null,null,null,null,4]
["SFL24E","10kW未満","E",24,300,7.2,9,7.2,"",2,4.5,6,"",6,"",4.5,6,"",6,"",null,null,null,null,null,null,null,null,null,null,null,null,null,null,null,null,null,null,null,null,4]
["SFL28E","10kW未満","E",28,300,8.4,10.8,8.4,2,"",5.4,7,"",7,"",5.4,7,"",7,"",null,null,null,null,null,null,null,null,null,null,null,null,null,null,null,null,null,null,null,null,4]
["SFL29E","10kW未満","E",29,300,8.6999999999999993,10.8,8.6999999999999993,2,"",5.4,8,"",7,"",5.4,7,"",7,"",null,null,null,null,null,null,null,null,null,null,null,null,null,null,null,null,null,null,null,null,4]
["SFH36E","10kW以上","E",36,300,10.8,13.5,10.8,"",3,4.5,6,null,6,null,4.5,6,null,6,null,4.5,6,null,6,null,null,null,null,null,null,null,null,null,null,null,null,null,null,null,null,6]
["SFH37E","10kW以上","E",37,300,11.1,14.4,11.1,1,2,5.4,7,"",7,"",4.5,6,null,6,null,4.5,6,null,5,null,null,null,null,null,null,null,null,null,null,null,null,null,null,null,null,6]
["SFH39E","10kW以上","E",39,300,11.7,14.4,11.7,1,2,5.4,8,"",7,"",4.5,6,null,6,null,4.5,6,null,6,null,null,null,null,null,null,null,null,null,null,null,null,null,null,null,null,6]
["SFH40E","10kW以上","E",40,300,12,15.3,12,2,1,5.4,7,"",7,"",5.4,7,"",7,"",4.5,6,null,6,null,null,null,null,null,null,null,null,null,null,null,null,null,null,null,null,6]
["SFH42E","10kW以上","E",42,300,12.6,15.3,12.6,2,1,5.4,8,"",7,"",5.4,8,"",7,"",4.5,6,null,6,null,null,null,null,null,null,null,null,null,null,null,null,null,null,null,null,6]
["SFH43E","10kW以上","E",43,300,12.9,16.200000000000003,12.9,3,"",5.4,8,"",7,"",5.4,7,"",7,"",5.4,7,"",7,"",null,null,null,null,null,null,null,null,null,null,null,null,null,null,null,6]
["SFH45E","10kW以上","E",45,300,13.5,16.200000000000003,13.5,3,"",5.4,8,"",7,"",5.4,8,"",7,"",5.4,8,"",7,"",null,null,null,null,null,null,null,null,null,null,null,null,null,null,null,6]
["SFH50E","10kW以上","E",50,300,15,18.899999999999999,15,1,3,5.4,7,"",7,"",4.5,6,null,6,null,4.5,6,null,6,null,4.5,6,null,6,null,null,null,null,null,null,null,null,null,null,null,8]
["SFH52E","10kW以上","E",52,300,15.6,19.8,15.6,2,2,5.4,7,"",7,"",5.4,7,"",7,"",4.5,6,null,6,null,4.5,6,null,6,null,null,null,null,null,null,null,null,null,null,null,8]
["SFH53E","10kW以上","E",53,300,15.9,19.8,15.9,2,2,5.4,8,"",7,"",5.4,7,"",7,"",4.5,6,null,6,null,4.5,6,null,6,null,null,null,null,null,null,null,null,null,null,null,8]
["SFH55E","10kW以上","E",55,300,16.5,20.700000000000003,16.5,3,1,5.4,8,"",7,"",5.4,7,"",7,"",5.4,7,"",7,"",4.5,6,null,6,null,null,null,null,null,null,null,null,null,null,null,8]
["SFH56E","10kW以上","E",56,300,16.8,20.700000000000003,16.8,3,1,5.4,8,"",7,"",5.4,8,"",7,"",5.4,7,"",7,"",4.5,6,null,6,null,null,null,null,null,null,null,null,null,null,null,8]
["SFH58E","10kW以上","E",58,300,17.399999999999999,21.6,17.399999999999999,4,"",5.4,8,"",7,"",5.4,8,"",7,"",5.4,7,"",7,"",5.4,7,null,7,"",null,null,null,null,null,null,null,null,null,null,8]
["SFH59E","10kW以上","E",59,300,17.7,21.6,17.7,4,"",5.4,8,"",7,"",5.4,8,"",7,"",5.4,8,"",7,"",5.4,7,"",7,"",null,null,null,null,null,null,null,null,null,null,8]
["SFH64E","10kW以上","E",64,300,19.2,24.3,19.2,2,3,5.4,7,"",7,"",5.4,7,"",7,"",4.5,6,null,6,null,4.5,6,null,6,null,4.5,6,null,6,null,null,null,null,null,null,10]
["SFH65E","10kW以上","E",65,300,19.5,24.3,19.5,2,3,5.4,8,"",7,"",5.4,7,"",7,"",4.5,6,null,6,null,4.5,6,null,6,null,4.5,6,null,6,null,null,null,null,null,null,10]
["SFH67E","10kW以上","E",67,300,20.100000000000001,25.200000000000003,20.100000000000001,3,2,5.4,8,"",7,"",5.4,7,"",7,"",5.4,7,"",7,"",4.5,6,null,6,null,4.5,6,null,6,null,null,null,null,null,null,10]
["SFH68E","10kW以上","E",68,300,20.399999999999999,25.200000000000003,20.399999999999999,3,2,5.4,8,"",7,"",5.4,8,"",7,"",5.4,7,"",7,"",4.5,6,null,6,null,4.5,6,null,6,null,null,null,null,null,null,10]
["SFH70E","10kW以上","E",70,300,21,26.1,21,4,1,5.4,8,"",7,"",5.4,8,"",7,"",5.4,7,"",7,"",5.4,7,"",7,"",4.5,6,null,6,null,null,null,null,null,null,10]
["SFH71E","10kW以上","E",71,300,21.3,26.1,21.3,4,1,5.4,8,"",7,"",5.4,8,"",7,"",5.4,8,"",7,"",5.4,7,"",7,"",4.5,6,null,6,null,null,null,null,null,null,10]
["SFH73E","10kW以上","E",73,300,21.9,27,21.9,5,"",5.4,8,"",7,"",5.4,8,"",7,"",5.4,8,"",7,"",5.4,7,"",7,"",5.4,7,"",7,"",null,null,null,null,null,10]
["SFH74E","10kW以上","E",74,300,22.2,27,22.2,5,"",5.4,8,"",7,"",5.4,8,"",7,"",5.4,8,"",7,"",5.4,8,"",7,"",5.4,7,"",7,"",null,null,null,null,null,10]
["SFH78E","10kW以上","E",78,300,23.4,29.700000000000003,23.4,3,3,5.4,7,"",7,"",5.4,7,"",7,"",5.4,7,"",7,"",4.5,6,null,6,null,4.5,6,null,6,null,4.5,6,null,6,null,12]
["SFH79E","10kW以上","E",79,300,23.7,29.700000000000003,23.7,3,3,5.4,8,"",7,"",5.4,7,"",7,"",5.4,7,"",7,"",4.5,6,null,6,null,4.5,6,null,6,null,4.5,6,null,6,null,12]
["SFH81E","10kW以上","E",81,300,24.3,29.700000000000003,24.3,3,3,5.4,8,"",7,"",5.4,8,"",7,"",5.4,8,"",7,"",4.5,6,null,6,null,4.5,6,null,6,null,4.5,6,null,6,null,12]
["SFH82E","10kW以上","E",82,300,24.6,30.6,24.6,4,2,5.4,8,"",7,"",5.4,8,"",7,"",5.4,7,"",7,"",5.4,7,"",7,"",4.5,6,null,6,null,4.5,6,null,6,null,12]
["SFH84E","10kW以上","E",84,300,25.2,30.6,25.2,4,2,5.4,8,"",7,"",5.4,8,"",7,"",5.4,8,"",7,"",5.4,8,"",7,"",4.5,6,null,6,null,4.5,6,null,6,null,12]
["SFH85E","10kW以上","E",85,300,25.5,31.5,25.5,5,1,5.4,8,"",7,"",5.4,8,"",7,"",5.4,8,"",7,"",5.4,7,"",7,"",5.4,7,"",7,"",4.5,6,null,6,null,12]
["SFH87E","10kW以上","E",87,300,26.1,31.5,26.1,5,1,5.4,8,"",7,"",5.4,8,"",7,"",5.4,8,"",7,"",5.4,8,"",7,"",5.4,8,"",7,"",4.5,6,null,6,null,12]
["SFH88E","10kW以上","E",88,300,26.4,32.400000000000006,26.4,6,"",5.4,8,null,7,null,5.4,8,null,7,null,5.4,8,null,7,null,5.4,8,null,7,null,5.4,7,"",7,"",5.4,7,"",7,"",12]
["SFH90E","10kW以上","E",90,300,27,32.400000000000006,27,6,"",5.4,8,null,7,null,5.4,8,null,7,null,5.4,8,null,7,null,5.4,8,null,7,null,5.4,8,"",7,"",5.4,8,"",7,"",12]
["SFL13D","10kW未満","D",13,300,3.9,4.5,3.9,"",1,4.5,7,"",6,"","","","","","","","","","","","","","","","","","","","","","","","","","",2]
["SFL16D","10kW未満","D",16,300,4.8,5.4,4.8,1,"",5.4,8,"",8,"","","","","","","","","","","","","","","","","","","","","","","","","","",2]
["SFL17D","10kW未満","D",17,300,5.0999999999999996,5.4,5.0999999999999996,1,"",5.4,9,"",8,"","","","","","","","","","","","","","","","","","","","","","","","","","",2]
["SFL25D","10kW未満","D",25,300,7.5,9,7.5,"",2,4.5,7,"",6,"",4.5,6,"",6,"","","","","","","","","","","","","","","","","","","","","",4]
["SFL26D","10kW未満","D",26,300,7.8,9,7.8,"",2,4.5,7,"",6,"",4.5,7,"",6,"","","","","","","","","","","","","","","","","","","","","",4]
["SFL28D","10kW未満","D",28,300,8.4,9.9,8.4,1,1,5.4,8,"",7,"",4.5,7,"",6,"","","","","","","","","","","","","","","","","","","","","",4]
["SFL29D","10kW未満","D",29,300,8.6999999999999993,9.9,8.6999999999999993,1,1,5.4,8,"",8,"",4.5,7,"",6,"","","","","","","","","","","","","","","","","","","","","",4]
["SFL31D","10kW未満","D",31,300,9.3000000000000007,9.9,9.3000000000000007,1,1,5.4,9,"",8,"",4.5,7,"",7,"","","","","","","","","","","","","","","","","","","","","",4]
["SFL32D","10kW未満","D",32,300,9.6,10.8,9.6,2,"",5.4,9,"",8,"",5.4,8,"",7,"","","","","","","","","","","","","","","","","","","","","",4]
["SFH34D","10kW以上","D",34,300,10.199999999999999,10.8,10.199999999999999,2,"",5.4,9,"",8,"",5.4,9,"",8,"","","","","","","","","","","","","","","","","","","","","",4]
["SFH37D","10kW以上","D",37,300,11.1,13.5,11.1,"",3,4.5,7,"",6,"",4.5,6,"",6,"",4.5,6,"",6,"","","","","","","","","","","","","","","","",6]
["SFH39D","10kW以上","D",39,300,11.7,13.5,11.7,"",3,4.5,7,"",6,"",4.5,7,"",6,"",4.5,7,"",6,"","","","","","","","","","","","","","","","",6]
["SFH40D","10kW以上","D",40,300,12,13.5,12,"",3,4.5,7,"",7,"",4.5,7,"",6,"",4.5,7,"",6,"",null,null,null,null,null,null,null,null,null,null,null,null,null,null,null,6]
["SFH42D","10kW以上","D",42,300,12.6,13.5,12.6,"",3,4.5,7,"",7,"",4.5,7,"",7,"",4.5,7,"",7,"",null,null,null,null,null,null,null,null,null,null,null,null,null,null,null,6]
["SFH43D","10kW以上","D",43,300,12.9,14.4,12.9,1,2,5.4,8,"",8,"",4.5,7,"",7,"",4.5,7,"",6,null,null,null,null,null,null,null,null,null,null,null,null,null,null,null,null,6]
["SFH45D","10kW以上","D",45,300,13.5,14.4,13.5,1,2,5.4,9,"",8,"",4.5,7,"",7,"",4.5,7,"",7,"",null,null,null,null,null,null,null,null,null,null,null,null,null,null,null,6]
["SFH46D","10kW以上","D",46,300,13.8,15.3,13.8,2,1,5.4,8,"",8,"",5.4,8,"",8,"",4.5,7,"",7,"",null,null,null,null,null,null,null,null,null,null,null,null,null,null,null,6]
["SFH48D","10kW以上","D",48,300,14.4,15.3,14.4,2,1,5.4,9,"",8,"",5.4,9,"",8,"",4.5,7,"",7,"",null,null,null,null,null,null,null,null,null,null,null,null,null,null,null,6]
["SFH49D","10kW以上","D",49,300,14.7,16.200000000000003,14.7,3,"",5.4,9,"",8,"",5.4,8,"",8,"",5.4,8,"",8,"",null,null,null,null,null,null,null,null,null,null,null,null,null,null,null,6]
["SFH51D","10kW以上","D",51,300,15.3,16.200000000000003,15.3,3,"",5.4,9,"",8,"",5.4,9,"",8,"",5.4,9,"",8,"",null,null,null,null,null,null,null,null,null,null,null,null,null,null,null,6]
["SFH52D","10kW以上","D",52,300,15.6,18.899999999999999,15.6,1,3,5.4,8,"",7,"",4.5,7,"",6,"",4.5,6,"",6,"",4.5,6,"",6,"",null,null,null,null,null,null,null,null,null,null,8]
["SFH54D","10kW以上","D",54,300,16.2,18.899999999999999,16.2,1,3,5.4,8,"",7,"",4.5,7,"",6,"",4.5,7,"",6,"",4.5,7,"",6,"",null,null,null,null,null,null,null,null,null,null,8]
["SFH55D","10kW以上","D",55,300,16.5,18.899999999999999,16.5,1,3,5.4,8,"",8,"",4.5,7,"",6,"",4.5,7,"",6,"",4.5,7,"",6,"",null,null,null,null,null,null,null,null,null,null,8]
["SFH57D","10kW以上","D",57,300,17.100000000000001,18.899999999999999,17.100000000000001,1,3,5.4,8,"",8,"",4.5,7,"",7,"",4.5,7,"",7,"",4.5,7,"",6,"",null,null,null,null,null,null,null,null,null,null,8]
["SFH58D","10kW以上","D",58,300,17.399999999999999,18.899999999999999,17.399999999999999,1,3,5.4,8,"",8,"",4.5,7,"",7,"",4.5,7,"",7,"",4.5,7,"",7,"",null,null,null,null,null,null,null,null,null,null,8]
["SFH60D","10kW以上","D",60,300,18,19.8,18,2,2,5.4,8,"",8,"",5.4,8,"",8,"",4.5,7,"",7,"",4.5,7,"",7,"",null,null,null,null,null,null,null,null,null,null,8]
["SFH61D","10kW以上","D",61,300,18.3,19.8,18.3,2,2,5.4,9,"",8,"",5.4,8,"",8,"",4.5,7,"",7,"",4.5,7,"",7,"",null,null,null,null,null,null,null,null,null,null,8]
["SFH63D","10kW以上","D",63,300,18.899999999999999,20.700000000000003,18.899999999999999,3,1,5.4,9,"",8,"",5.4,8,"",8,"",5.4,8,"",8,"",4.5,7,"",7,"",null,null,null,null,null,null,null,null,null,null,8]
["SFH64D","10kW以上","D",64,300,19.2,20.700000000000003,19.2,3,1,5.4,9,"",8,"",5.4,9,"",8,"",5.4,8,"",8,"",4.5,7,"",7,"",null,null,null,null,null,null,null,null,null,null,8]
["SFH66D","10kW以上","D",66,300,19.8,21.6,19.8,4,"",5.4,9,"",8,"",5.4,9,"",8,"",5.4,8,"",8,"",5.4,8,"",8,"",null,null,null,null,null,null,null,null,null,null,8]
["SFH67D","10kW以上","D",67,300,20.100000000000001,21.6,20.100000000000001,4,"",5.4,9,"",8,"",5.4,9,"",8,"",5.4,9,"",8,"",5.4,8,"",8,"",null,null,null,null,null,null,null,null,null,null,8]
["SFH69D","10kW以上","D",69,300,20.7,24.3,20.7,2,3,5.4,8,"",7,"",5.4,8,"",7,"",4.5,7,"",6,"",4.5,7,"",6,"",4.5,7,"",6,"",null,null,null,null,null,10]
["SFH70D","10kW以上","D",70,300,21,24.3,21,2,3,5.4,8,"",8,"",5.4,8,"",7,"",4.5,7,"",6,"",4.5,7,"",6,"",4.5,7,"",6,"",null,null,null,null,null,10]
["SFH72D","10kW以上","D",72,300,21.6,24.3,21.6,2,3,5.4,8,"",8,"",5.4,8,"",8,"",4.5,7,"",7,"",4.5,7,"",6,"",4.5,7,"",6,"",null,null,null,null,null,10]
["SFH73D","10kW以上","D",73,300,21.9,24.3,21.9,2,3,5.4,8,"",8,"",5.4,8,"",8,"",4.5,7,"",7,"",4.5,7,"",7,"",4.5,7,"",6,"",null,null,null,null,null,10]
["SFH75D","10kW以上","D",75,300,22.5,24.3,22.5,2,3,5.4,9,"",8,"",5.4,8,"",8,"",4.5,7,"",7,"",4.5,7,"",7,"",4.5,7,"",7,"",null,null,null,null,null,10]
["SFH76D","10kW以上","D",76,300,22.8,24.3,22.8,2,3,5.4,9,"",8,"",5.4,9,"",8,"",4.5,7,"",7,"",4.5,7,"",7,"",4.5,7,"",7,"",null,null,null,null,null,10]
["SFH78D","10kW以上","D",78,300,23.4,25.200000000000003,23.4,3,2,5.4,9,"",8,"",5.4,9,"",8,"",5.4,8,"",8,"",4.5,7,"",7,"",4.5,7,"",7,"",null,null,null,null,null,10]
["SFH79D","10kW以上","D",79,300,23.7,25.200000000000003,23.7,3,2,5.4,9,"",8,"",5.4,9,"",8,"",5.4,9,"",8,"",4.5,7,"",7,"",4.5,7,"",7,"",null,null,null,null,null,10]
["SFH81D","10kW以上","D",81,300,24.3,26.1,24.3,4,1,5.4,9,"",8,"",5.4,9,"",8,"",5.4,9,"",8,"",5.4,8,"",8,"",4.5,7,"",7,"",null,null,null,null,null,10]
["SFH82D","10kW以上","D",82,300,24.6,26.1,24.6,4,1,5.4,9,"",8,"",5.4,9,"",8,"",5.4,9,"",8,"",5.4,9,"",8,"",4.5,7,"",7,"",null,null,null,null,null,10]
["SFH84D","10kW以上","D",84,300,25.2,27,25.2,5,"",5.4,9,"",8,"",5.4,9,"",8,"",5.4,9,"",8,"",5.4,9,"",8,"",5.4,8,"",8,"",null,null,null,null,null,10]
["SFH85D","10kW以上","D",85,300,25.5,27,25.5,5,"",5.4,9,"",8,"",5.4,9,"",8,"",5.4,9,"",8,"",5.4,9,"",8,"",5.4,9,"",8,"",null,null,null,null,null,10]
["SFH87D","10kW以上","D",87,300,26.1,29.700000000000003,26.1,3,3,5.4,8,"",8,"",5.4,8,"",8,"",5.4,8,"",8,"",4.5,7,"",6,"",4.5,7,"",6,"",4.5,7,"",6,"",12]
["SFH88D","10kW以上","D",88,300,26.4,29.700000000000003,26.4,3,3,5.4,8,"",8,"",5.4,8,"",8,"",5.4,8,"",8,"",4.5,7,"",7,"",4.5,7,"",6,"",4.5,7,"",6,"",12]
["SFH89D","10kW以上","D",89,300,26.7,29.700000000000003,26.7,3,3,5.4,8,"",8,"",5.4,8,"",8,"",5.4,8,"",8,"",4.5,7,"",7,"",4.5,7,"",7,"",4.5,7,"",6,"",12]
["SFH90D","10kW以上","D",90,300,27,29.700000000000003,27,3,3,5.4,8,"",8,"",5.4,8,"",8,"",5.4,8,"",8,"",4.5,7,"",7,"",4.5,7,"",7,"",4.5,7,"",7,"",12]
["SFH92D","10kW以上","D",92,300,27.6,29.700000000000003,27.6,3,3,5.4,9,"",8,"",5.4,9,"",8,"",5.4,8,"",8,"",4.5,7,"",7,"",4.5,7,"",7,"",4.5,7,"",7,"",12]
["SFH93D","10kW以上","D",93,300,27.9,29.700000000000003,27.9,3,3,5.4,9,"",8,"",5.4,9,"",8,"",5.4,9,"",8,"",4.5,7,"",7,"",4.5,7,"",7,"",4.5,7,"",7,"",12]
["SFH95D","10kW以上","D",95,300,28.5,30.6,28.5,4,2,5.4,9,"",8,"",5.4,9,"",8,"",5.4,9,"",8,"",5.4,8,"",8,"",4.5,7,"",7,"",4.5,7,"",7,"",12]
["SFH96D","10kW以上","D",96,300,28.8,30.6,28.8,4,2,5.4,9,"",8,"",5.4,9,"",8,"",5.4,9,"",8,"",5.4,9,"",8,"",4.5,7,"",7,"",4.5,7,"",7,"",12]
["SFH98D","10kW以上","D",98,300,29.4,31.5,29.4,5,1,5.4,9,"",8,"",5.4,9,"",8,"",5.4,9,"",8,"",5.4,9,"",8,"",5.4,8,"",8,"",4.5,7,"",7,"",12]
["SFH99D","10kW以上","D",99,300,29.7,31.5,29.7,5,1,5.4,9,"",8,"",5.4,9,"",8,"",5.4,9,"",8,"",5.4,9,"",8,"",5.4,9,"",8,"",4.5,7,"",7,"",12]
["SFH101D","10kW以上","D",101,300,30.3,32.400000000000006,30.3,6,"",5.4,9,null,8,null,5.4,9,null,8,null,5.4,9,null,8,null,5.4,9,null,8,null,5.4,9,"",8,"",5.4,8,"",8,"",12]
["SFH102D","10kW以上","D",102,300,30.6,32.400000000000006,30.6,6,"",5.4,9,null,8,null,5.4,9,null,8,null,5.4,9,null,8,null,5.4,9,null,8,null,5.4,9,null,8,null,5.4,9,null,8,null,12]
["SFL16C","10kW未満","C",16,300,4.8,4.5,4.5,"",1,4.5,8,"",8,"","","","","","","","","","","","","","","","","","","","","","","","","","",2]
["SFL18C","10kW未満","C",18,300,5.4,5.4,5.4,1,"",5.4,9,"",9,null,"","","","","","","","","","","","","","","","","","","","","","","","","",2]
["SFL29C","10kW未満","C",29,300,8.6999999999999993,9,8.6999999999999993,"",2,4.5,8,"",7,"",4.5,7,"",7,"","","","","","","","","","","","","","","","","","","","","",4]
["SFL30C","10kW未満","C",30,300,9,9,9,"",2,4.5,8,"",7,"",4.5,8,"",7,"","","","","","","","","","","","","","","","","","","","","",4]
["SFL32C","10kW未満","C",32,300,9.6,9,9,"",2,4.5,8,"",8,"",4.5,8,"",8,"","","","","","","","","","","","","","","","","","","","","",4]
["SFL33C","10kW未満","C",33,300,9.9,9.9,9.9,1,1,5.4,9,null,9,null,4.5,8,"",7,null,"","","","","","","","","","","","","","","","","","","","",4]
["SFL35C","10kW未満","C",35,300,10.5,9.9,9.9,1,1,5.4,7,null,6,6,4.5,8,"",8,null,"","","","","","","","","","","","","","","","","","","","",5]
["SFH35C","10kW以上","C",35,300,10.5,10.8,10.5,2,"",5.4,9,null,9,null,5.4,9,null,8,"","","","","","","","","","","","","","","","","","","","","",4]
["SFH37C","10kW以上","C",37,300,11.1,10.8,10.8,2,"",5.4,7,"",6,6,5.4,9,null,9,"",null,null,null,null,null,null,null,null,null,null,null,null,null,null,null,null,null,null,null,null,5]
["SFH38C","10kW以上","C",38,300,11.4,10.8,10.8,2,"",5.4,7,"",6,6,5.4,7,"",6,6,null,null,null,null,null,null,null,null,null,null,null,null,null,null,null,null,null,null,null,null,6]
["SFH44C","10kW以上","C",44,300,13.2,13.5,13.2,"",3,4.5,8,null,7,null,4.5,8,null,7,null,4.5,7,null,7,null,null,null,null,null,null,null,null,null,null,null,null,null,null,null,null,6]
["SFH45C","10kW以上","C",45,300,13.5,13.5,13.5,"",3,4.5,8,null,7,null,4.5,8,null,7,null,4.5,8,null,7,null,null,null,null,null,null,null,null,null,null,null,null,null,null,null,null,6]
["SFH47C","10kW以上","C",47,300,14.1,13.5,13.5,"",3,4.5,8,null,8,null,4.5,8,null,8,null,4.5,8,null,7,null,null,null,null,null,null,null,null,null,null,null,null,null,null,null,null,6]
["SFH48C","10kW以上","C",48,300,14.4,13.5,13.5,"",3,4.5,8,null,8,null,4.5,8,null,8,null,4.5,8,null,8,null,null,null,null,null,null,null,null,null,null,null,null,null,null,null,null,6]
["SFH50C","10kW以上","C",50,300,15,14.4,14.4,1,2,5.4,9,"",9,null,4.5,8,null,8,null,4.5,8,null,8,null,null,null,null,null,null,null,null,null,null,null,null,null,null,null,null,6]
["SFH51C","10kW以上","C",51,300,15.3,14.4,14.4,1,2,5.4,7,"",6,6,4.5,8,null,8,null,4.5,8,null,8,null,null,null,null,null,null,null,null,null,null,null,null,null,null,null,null,7]
["SFH53C","10kW以上","C",53,300,15.9,15.3,15.3,2,1,5.4,7,"",6,6,5.4,9,"",9,null,4.5,8,null,8,null,null,null,null,null,null,null,null,null,null,null,null,null,null,null,null,7]
["SFH54C","10kW以上","C",54,300,16.2,15.3,15.3,2,1,5.4,7,"",6,6,5.4,7,"",6,6,4.5,8,null,8,null,null,null,null,null,null,null,null,null,null,null,null,null,null,null,null,8]
["SFH56C","10kW以上","C",56,300,16.8,16.200000000000003,16.2,3,"",5.4,7,"",6,6,5.4,7,"",6,6,5.4,9,"",9,null,null,null,null,null,null,null,null,null,null,null,null,null,null,null,null,8]
["SFH57C","10kW以上","C",57,300,17.100000000000001,16.200000000000003,16.2,3,"",5.4,7,"",6,6,5.4,7,"",6,6,5.4,7,"",6,6,null,null,null,null,null,null,null,null,null,null,null,null,null,null,null,9]
["SFH61C","10kW以上","C",61,300,18.3,18.899999999999999,18.3,1,3,5.4,9,"",8,null,4.5,8,null,7,null,4.5,8,null,7,null,4.5,7,null,7,null,null,null,null,null,null,null,null,null,null,null,8]
["SFH62C","10kW以上","C",62,300,18.600000000000001,18.899999999999999,18.600000000000001,1,3,5.4,9,"",8,null,4.5,8,null,7,null,4.5,8,null,7,null,4.5,8,null,7,null,null,null,null,null,null,null,null,null,null,null,8]
["SFH64C","10kW以上","C",64,300,19.2,18.899999999999999,18.899999999999999,1,3,5.4,9,"",9,null,4.5,8,null,8,null,4.5,8,null,7,null,4.5,8,null,7,null,null,null,null,null,null,null,null,null,null,null,8]
["SFH65C","10kW以上","C",65,300,19.5,18.899999999999999,18.899999999999999,1,3,5.4,9,"",9,null,4.5,8,null,8,null,4.5,8,null,8,null,4.5,8,null,7,null,null,null,null,null,null,null,null,null,null,null,8]
["SFH67C","10kW以上","C",67,300,20.100000000000001,18.899999999999999,18.899999999999999,1,3,5.4,7,"",6,6,4.5,8,null,8,null,4.5,8,null,8,null,4.5,8,null,8,null,null,null,null,null,null,null,null,null,null,null,9]
["SFH68C","10kW以上","C",68,300,20.399999999999999,19.8,19.8,2,2,5.4,9,"",9,null,5.4,9,"",9,null,4.5,8,null,8,null,4.5,8,null,8,null,null,null,null,null,null,null,null,null,null,null,8]
["SFH70C","10kW以上","C",70,300,21,19.8,19.8,2,2,5.4,7,"",6,6,5.4,7,"",6,6,4.5,8,null,8,null,4.5,8,null,8,null,null,null,null,null,null,null,null,null,null,null,10]
["SFH71C","10kW以上","C",71,300,21.3,20.700000000000003,20.7,3,1,5.4,7,"",6,6,5.4,9,"",9,null,5.4,9,"",9,null,4.5,8,null,8,null,null,null,null,null,null,null,null,null,null,null,9]
["SFH73C","10kW以上","C",73,300,21.9,20.700000000000003,20.7,3,1,5.4,7,"",6,6,5.4,7,"",6,6,5.4,7,"",6,6,4.5,8,null,8,null,null,null,null,null,null,null,null,null,null,null,11]
["SFH74C","10kW以上","C",74,300,22.2,21.6,21.6,4,"",5.4,7,"",6,6,5.4,7,"",6,6,5.4,9,"",9,null,5.4,9,"",9,null,null,null,null,null,null,null,null,null,null,null,10]
["SFH76C","10kW以上","C",76,300,22.8,21.6,21.6,4,"",5.4,7,"",6,6,5.4,7,"",6,6,5.4,7,"",6,6,5.4,7,"",6,6,null,null,null,null,null,null,null,null,null,null,12]
["SFH77C","10kW以上","C",77,300,23.1,24.3,23.1,2,3,5.4,9,"",8,null,5.4,9,"",8,null,4.5,8,null,7,null,4.5,7,null,7,null,4.5,7,null,7,null,null,null,null,null,null,10]
["SFH79C","10kW以上","C",79,300,23.7,24.3,23.7,2,3,5.4,9,"",8,null,5.4,9,"",8,null,4.5,8,null,7,null,4.5,8,null,7,null,4.5,8,null,7,null,null,null,null,null,null,10]
["SFH80C","10kW以上","C",80,300,24,24.3,24,2,3,5.4,9,"",9,null,5.4,9,"",8,null,4.5,8,null,7,null,4.5,8,null,7,null,4.5,8,null,7,null,null,null,null,null,null,10]
["SFH81C","10kW以上","C",81,300,24.3,24.3,24.3,2,3,5.4,9,"",9,null,5.4,9,"",9,null,4.5,8,null,7,null,4.5,8,null,7,null,4.5,8,null,7,null,null,null,null,null,null,10]
["SFH82C","10kW以上","C",82,300,24.6,24.3,24.3,2,3,5.4,9,"",9,null,5.4,9,"",9,null,4.5,8,null,8,null,4.5,8,null,7,null,4.5,8,null,7,null,null,null,null,null,null,10]
["SFH84C","10kW以上","C",84,300,25.2,24.3,24.3,2,3,5.4,9,"",9,null,5.4,9,"",9,null,4.5,8,null,8,null,4.5,8,null,8,null,4.5,8,null,8,null,null,null,null,null,null,10]
["SFH85C","10kW以上","C",85,300,25.5,24.3,24.3,2,3,5.4,7,"",6,6,5.4,9,"",9,null,4.5,8,null,8,null,4.5,8,null,8,null,4.5,8,null,8,null,null,null,null,null,null,11]
["SFH87C","10kW以上","C",87,300,26.1,25.200000000000003,25.2,3,2,5.4,7,"",6,6,5.4,9,"",9,null,5.4,9,"",9,null,4.5,8,null,8,null,4.5,8,null,8,null,null,null,null,null,null,11]
["SFH88C","10kW以上","C",88,300,26.4,25.200000000000003,25.2,3,2,5.4,7,"",6,6,5.4,7,"",6,6,5.4,9,"",9,null,4.5,8,null,8,null,4.5,8,null,8,null,null,null,null,null,null,12]
["SFH90C","10kW以上","C",90,300,27,26.1,26.1,4,1,5.4,7,"",6,6,5.4,7,"",6,6,5.4,9,"",9,null,5.4,9,"",9,null,4.5,8,null,8,null,null,null,null,null,null,12]
["SFH91C","10kW以上","C",91,300,27.3,26.1,26.1,4,1,5.4,7,"",6,6,5.4,7,"",6,6,5.4,7,"",6,6,5.4,9,"",9,null,4.5,8,null,8,null,null,null,null,null,null,13]
["SFH93C","10kW以上","C",93,300,27.9,27,27,5,"",5.4,7,"",6,6,5.4,7,"",6,6,5.4,7,"",6,6,5.4,9,"",9,null,5.4,9,"",9,null,null,null,null,null,null,13]
["SFH94C","10kW以上","C",94,300,28.2,27,27,5,"",5.4,7,"",6,6,5.4,7,"",6,6,5.4,7,"",6,6,5.4,7,"",6,6,5.4,9,"",9,null,null,null,null,null,null,14]
["SFH96C","10kW以上","C",96,300,28.8,29.700000000000003,28.8,3,3,5.4,9,"",8,null,5.4,9,"",8,null,5.4,9,"",8,null,4.5,8,null,7,null,4.5,8,null,7,null,4.5,8,null,7,null,12]
["SFH97C","10kW以上","C",97,300,29.1,29.700000000000003,29.1,3,3,5.4,9,"",9,null,5.4,9,"",8,null,5.4,9,"",8,null,4.5,8,null,7,null,4.5,8,null,7,null,4.5,8,null,7,null,12]
["SFH99C","10kW以上","C",99,300,29.7,29.700000000000003,29.7,3,3,5.4,9,"",9,null,5.4,9,"",9,null,5.4,9,"",9,null,4.5,8,null,7,null,4.5,8,null,7,null,4.5,8,null,7,null,12]
["SFH100C","10kW以上","C",100,300,30,29.700000000000003,29.7,3,3,5.4,9,"",9,null,5.4,9,"",9,null,5.4,9,"",9,null,4.5,8,null,8,null,4.5,8,null,7,null,4.5,8,null,7,null,12]
["SFH102C","10kW以上","C",102,300,30.6,29.700000000000003,29.7,3,3,5.4,9,"",9,null,5.4,9,"",9,null,5.4,9,"",9,null,4.5,8,null,8,null,4.5,8,null,8,null,4.5,8,null,8,null,12]
["SFH103C","10kW以上","C",103,300,30.9,29.700000000000003,29.7,3,3,5.4,7,"",6,6,5.4,9,"",9,null,5.4,9,"",9,null,4.5,8,null,8,null,4.5,8,null,8,null,4.5,8,null,8,null,13]
["SFH105C","10kW以上","C",105,300,31.5,29.700000000000003,29.7,3,3,5.4,7,"",6,6,5.4,7,"",6,6,5.4,7,"",6,6,4.5,8,null,8,null,4.5,8,null,8,null,4.5,8,null,8,null,15]
["SFH106C","10kW以上","C",106,300,31.8,30.6,30.6,4,2,5.4,7,"",6,6,5.4,7,"",6,6,5.4,9,"",9,null,5.4,9,"",9,null,4.5,8,null,8,null,4.5,8,null,8,null,14]
["SFH108C","10kW以上","C",108,300,32.4,30.6,30.6,4,2,5.4,7,"",6,6,5.4,7,"",6,6,5.4,7,"",6,6,5.4,7,"",6,6,4.5,8,null,8,null,4.5,8,null,8,null,16]
["SFH109C","10kW以上","C",109,300,32.700000000000003,31.5,31.5,5,1,5.4,7,"",6,6,5.4,7,"",6,6,5.4,7,"",6,6,5.4,9,"",9,null,5.4,9,"",9,null,4.5,8,null,8,null,15]
["SFH111C","10kW以上","C",111,300,33.299999999999997,31.5,31.5,5,1,5.4,7,"",6,6,5.4,7,"",6,6,5.4,7,"",6,6,5.4,7,"",6,6,5.4,7,"",6,6,4.5,8,null,8,null,17]
["SFH112C","10kW以上","C",112,300,33.6,32.400000000000006,32.4,6,"",5.4,7,null,6,6,5.4,7,null,6,6,5.4,7,null,6,6,5.4,7,null,6,6,5.4,9,"",9,null,5.4,9,"",9,null,16]
["SFH114C","10kW以上","C",114,300,34.200000000000003,32.400000000000006,32.4,6,"",5.4,7,null,6,6,5.4,7,null,6,6,5.4,7,null,6,6,5.4,7,null,6,6,5.4,7,null,6,6,5.4,7,null,6,6,18]
["SFL17B","10kW未満","B",17,300,5.0999999999999996,4.5,4.5,"",1,4.5,9,"",8,"","","","","","","","","","","","","","","","","","","","","","","","","","",2]
["SFL20B","10kW未満","B",20,300,6,5.4,5.4,1,"",5.4,7,7,6,null,"","","","","","","","","","","","","","","","","","","","","","","","","",3]
["SFL21B","10kW未満","B",21,300,6.3,5.4,5.4,1,"",5.4,7,7,7,null,"","","","","","","","","","","","","","","","","","","","","","","","","",3]
["SFL33B","10kW未満","B",33,300,9.9,9,9,"",2,4.5,9,"",8,"",4.5,8,"",8,"","","","","","","","","","","","","","","","","","","","","",4]
["SFL34B","10kW未満","B",34,300,10.199999999999999,9,9,"",2,4.5,9,"",8,"",4.5,9,"",8,"","","","","","","","","","","","","","","","","","","","","",4]
["SFL36B","10kW未満","B",36,300,10.8,9,9,"",2,4.5,9,"",9,null,4.5,9,"",9,null,"","","","","","","","","","","","","","","","","","","","",4]
["SFL37B","10kW未満","B",37,300,11.1,9.9,9.9,1,1,5.4,7,7,6,null,4.5,9,"",8,null,"","","","","","","","","","","","","","","","","","","","",5]
["SFL39B","10kW未満","B",39,300,11.7,9.9,9.9,1,1,5.4,7,7,7,null,4.5,9,"",9,null,"","","","","","","","","","","","","","","","","","","","",5]
["SFL40B","10kW未満","B",40,300,12,9.9,9.9,1,1,5.4,8,null,7,7,4.5,9,"",9,null,"","","","","","","","","","","","","","","","","","","","",5]
["SFH40B","10kW以上","B",40,300,12,10.8,10.8,2,"",5.4,7,7,6,null,5.4,7,7,6,null,null,null,null,null,null,null,null,null,null,null,null,null,null,null,null,null,null,null,null,null,6]
["SFH41B","10kW以上","B",41,300,12.3,10.8,10.8,2,"",5.4,7,7,7,null,5.4,7,7,6,null,null,null,null,null,null,null,null,null,null,null,null,null,null,null,null,null,null,null,null,null,6]
["SFH43B","10kW以上","B",43,300,12.9,10.8,10.8,2,"",5.4,8,null,7,7,5.4,7,7,7,null,null,null,null,null,null,null,null,null,null,null,null,null,null,null,null,null,null,null,null,null,6]
["SFH44B","10kW以上","B",44,300,13.2,10.8,10.8,2,"",5.4,8,null,7,7,5.4,8,null,7,7,null,null,null,null,null,null,null,null,null,null,null,null,null,null,null,null,null,null,null,null,6]
["SFH50B","10kW以上","B",50,300,15,13.5,13.5,"",3,4.5,9,"",8,null,4.5,9,"",8,null,4.5,8,"",8,null,null,null,null,null,null,null,null,null,null,null,null,null,null,null,null,6]
["SFH51B","10kW以上","B",51,300,15.3,13.5,13.5,"",3,4.5,9,"",8,null,4.5,9,"",8,null,4.5,9,"",8,null,null,null,null,null,null,null,null,null,null,null,null,null,null,null,null,6]
["SFH53B","10kW以上","B",53,300,15.9,13.5,13.5,"",3,4.5,9,"",9,null,4.5,9,"",9,null,4.5,9,"",8,null,null,null,null,null,null,null,null,null,null,null,null,null,null,null,null,6]
["SFH54B","10kW以上","B",54,300,16.2,13.5,13.5,"",3,4.5,9,"",9,null,4.5,9,"",9,null,4.5,9,"",9,null,null,null,null,null,null,null,null,null,null,null,null,null,null,null,null,6]
["SFH56B","10kW以上","B",56,300,16.8,14.4,14.4,1,2,5.4,7,7,7,null,4.5,9,"",9,null,4.5,9,"",8,null,null,null,null,null,null,null,null,null,null,null,null,null,null,null,null,7]
["SFH57B","10kW以上","B",57,300,17.100000000000001,14.4,14.4,1,2,5.4,7,7,7,null,4.5,9,"",9,null,4.5,9,"",9,null,null,null,null,null,null,null,null,null,null,null,null,null,null,null,null,7]
["SFH59B","10kW以上","B",59,300,17.7,15.3,15.3,2,1,5.4,7,7,7,null,5.4,7,7,7,null,4.5,9,"",8,null,null,null,null,null,null,null,null,null,null,null,null,null,null,null,null,8]
["SFH60B","10kW以上","B",60,300,18,15.3,15.3,2,1,5.4,7,7,7,null,5.4,7,7,7,null,4.5,9,"",9,null,null,null,null,null,null,null,null,null,null,null,null,null,null,null,null,8]
["SFH61B","10kW以上","B",61,300,18.3,15.3,15.3,2,1,5.4,8,null,7,7,5.4,7,7,7,null,4.5,9,"",9,null,null,null,null,null,null,null,null,null,null,null,null,null,null,null,null,8]
["SFH62B","10kW以上","B",62,300,18.600000000000001,15.3,15.3,2,1,5.4,8,null,7,7,5.4,8,null,7,7,4.5,9,"",9,null,null,null,null,null,null,null,null,null,null,null,null,null,null,null,null,8]
["SFH64B","10kW以上","B",64,300,19.2,16.200000000000003,16.2,3,"",5.4,8,null,7,7,5.4,7,7,7,null,5.4,7,7,7,null,null,null,null,null,null,null,null,null,null,null,null,null,null,null,null,9]
["SFH65B","10kW以上","B",65,300,19.5,16.200000000000003,16.2,3,"",5.4,8,null,7,7,5.4,8,null,7,7,5.4,7,7,7,null,null,null,null,null,null,null,null,null,null,null,null,null,null,null,null,9]
["SFH68B","10kW以上","B",68,300,20.399999999999999,18.899999999999999,18.899999999999999,1,3,5.4,7,7,6,null,4.5,8,"",8,null,4.5,8,"",8,null,4.5,8,"",8,null,null,null,null,null,null,null,null,null,null,null,9]
["SFH69B","10kW以上","B",69,300,20.7,18.899999999999999,18.899999999999999,1,3,5.4,7,7,6,null,4.5,9,"",8,null,4.5,8,"",8,null,4.5,8,"",8,null,null,null,null,null,null,null,null,null,null,null,9]
["SFH71B","10kW以上","B",71,300,21.3,18.899999999999999,18.899999999999999,1,3,5.4,7,7,6,null,4.5,9,"",8,null,4.5,9,"",8,null,4.5,9,"",8,null,null,null,null,null,null,null,null,null,null,null,9]
["SFH72B","10kW以上","B",72,300,21.6,18.899999999999999,18.899999999999999,1,3,5.4,7,7,7,null,4.5,9,"",8,null,4.5,9,"",8,null,4.5,9,"",8,null,null,null,null,null,null,null,null,null,null,null,9]
["SFH74B","10kW以上","B",74,300,22.2,18.899999999999999,18.899999999999999,1,3,5.4,7,7,7,null,4.5,9,"",9,null,4.5,9,"",9,null,4.5,9,"",8,null,null,null,null,null,null,null,null,null,null,null,9]
["SFH75B","10kW以上","B",75,300,22.5,18.899999999999999,18.899999999999999,1,3,5.4,7,7,7,null,4.5,9,"",9,null,4.5,9,"",9,null,4.5,9,"",9,null,null,null,null,null,null,null,null,null,null,null,9]
["SFH77B","10kW以上","B",77,300,23.1,19.8,19.8,2,2,5.4,7,7,7,null,5.4,7,7,7,null,4.5,9,"",9,null,4.5,9,"",8,null,null,null,null,null,null,null,null,null,null,null,10]
["SFH78B","10kW以上","B",78,300,23.4,19.8,19.8,2,2,5.4,7,7,7,null,5.4,7,7,7,null,4.5,9,"",9,null,4.5,9,"",9,null,null,null,null,null,null,null,null,null,null,null,10]
["SFH80B","10kW以上","B",80,300,24,19.8,19.8,2,2,5.4,8,null,7,7,5.4,8,null,7,7,4.5,9,"",9,null,4.5,9,"",9,null,null,null,null,null,null,null,null,null,null,null,10]
["SFH81B","10kW以上","B",81,300,24.3,20.700000000000003,20.7,3,1,5.4,7,7,7,null,5.4,7,7,7,null,5.4,7,7,7,null,4.5,9,"",9,null,null,null,null,null,null,null,null,null,null,null,11]
["SFH83B","10kW以上","B",83,300,24.9,20.700000000000003,20.7,3,1,5.4,8,null,7,7,5.4,8,null,7,7,5.4,7,7,7,null,4.5,9,"",9,null,null,null,null,null,null,null,null,null,null,null,11]
["SFH84B","10kW以上","B",84,300,25.2,20.700000000000003,20.7,3,1,5.4,8,null,7,7,5.4,8,null,7,7,5.4,8,null,7,7,4.5,9,"",9,null,null,null,null,null,null,null,null,null,null,null,11]
["SFH86B","10kW以上","B",86,300,25.8,21.6,21.6,4,"",5.4,8,null,7,7,5.4,8,null,7,7,5.4,7,7,7,null,5.4,7,7,7,null,null,null,null,null,null,null,null,null,null,null,12]
["SFH87B","10kW以上","B",87,300,26.1,21.6,21.6,4,"",5.4,8,null,7,7,5.4,8,null,7,7,5.4,8,null,7,7,5.4,7,7,7,null,null,null,null,null,null,null,null,null,null,null,12]
["SFH89B","10kW以上","B",89,300,26.7,24.3,24.3,2,3,5.4,7,7,6,null,5.4,7,7,6,null,4.5,9,"",8,null,4.5,8,"",8,null,4.5,8,"",8,null,null,null,null,null,null,12]
["SFH90B","10kW以上","B",90,300,27,24.3,24.3,2,3,5.4,7,7,6,null,5.4,7,7,6,null,4.5,9,"",8,null,4.5,9,"",8,null,4.5,8,"",8,null,null,null,null,null,null,12]
["SFH92B","10kW以上","B",92,300,27.6,24.3,24.3,2,3,5.4,7,7,7,null,5.4,7,7,6,null,4.5,9,"",8,null,4.5,9,"",8,null,4.5,9,"",8,null,null,null,null,null,null,12]
["SFH93B","10kW以上","B",93,300,27.9,24.3,24.3,2,3,5.4,7,7,7,null,5.4,7,7,7,null,4.5,9,"",8,null,4.5,9,"",8,null,4.5,9,"",8,null,null,null,null,null,null,12]
["SFH95B","10kW以上","B",95,300,28.5,24.3,24.3,2,3,5.4,7,7,7,null,5.4,7,7,7,null,4.5,9,"",9,null,4.5,9,"",9,null,4.5,9,"",8,null,null,null,null,null,null,12]
["SFH96B","10kW以上","B",96,300,28.8,24.3,24.3,2,3,5.4,7,7,7,null,5.4,7,7,7,null,4.5,9,"",9,null,4.5,9,"",9,null,4.5,9,"",9,null,null,null,null,null,null,12]
["SFH98B","10kW以上","B",98,300,29.4,24.3,24.3,2,3,5.4,8,null,7,7,5.4,8,null,7,7,4.5,9,"",9,null,4.5,9,"",9,null,4.5,9,"",9,null,null,null,null,null,null,12]
["SFH99B","10kW以上","B",99,300,29.7,25.200000000000003,25.2,3,2,5.4,7,7,7,null,5.4,7,7,7,null,5.4,7,7,7,null,4.5,9,"",9,null,4.5,9,"",9,null,null,null,null,null,null,13]
["SFH101B","10kW以上","B",101,300,30.3,25.200000000000003,25.2,3,2,5.4,8,null,7,7,5.4,8,null,7,7,5.4,7,7,7,null,4.5,9,"",9,null,4.5,9,"",9,null,null,null,null,null,null,13]
["SFH102B","10kW以上","B",102,300,30.6,25.200000000000003,25.2,3,2,5.4,8,null,7,7,5.4,8,null,7,7,5.4,8,null,7,7,4.5,9,"",9,null,4.5,9,"",9,null,null,null,null,null,null,13]
["SFH104B","10kW以上","B",104,300,31.2,26.1,26.1,4,1,5.4,8,null,7,7,5.4,8,null,7,7,5.4,7,7,7,null,5.4,7,7,7,null,4.5,9,"",9,null,null,null,null,null,null,14]
["SFH105B","10kW以上","B",105,300,31.5,26.1,26.1,4,1,5.4,8,null,7,7,5.4,8,null,7,7,5.4,8,null,7,7,5.4,7,7,7,null,4.5,9,"",9,null,null,null,null,null,null,14]
["SFH107B","10kW以上","B",107,300,32.1,27,27,5,"",5.4,8,null,7,7,5.4,8,null,7,7,5.4,7,7,7,null,5.4,7,7,7,null,5.4,7,7,7,null,null,null,null,null,null,15]
["SFH108B","10kW以上","B",108,300,32.4,27,27,5,"",5.4,8,null,7,7,5.4,8,null,7,7,5.4,8,null,7,7,5.4,7,7,7,null,5.4,7,7,7,null,null,null,null,null,null,15]
["SFH110B","10kW以上","B",110,300,33,27,27,5,"",5.4,8,null,7,7,5.4,8,null,7,7,5.4,8,null,7,7,5.4,8,null,7,7,5.4,8,null,7,7,null,null,null,null,null,15]
["SFH111B","10kW以上","B",111,300,33.299999999999997,29.700000000000003,29.7,3,3,5.4,7,7,6,null,5.4,7,7,6,null,5.4,7,7,6,null,4.5,9,"",8,null,4.5,9,"",8,null,4.5,9,"",8,null,15]
["SFH113B","10kW以上","B",113,300,33.9,29.700000000000003,29.7,3,3,5.4,7,7,7,null,5.4,7,7,7,null,5.4,7,7,6,null,4.5,9,"",8,null,4.5,9,"",8,null,4.5,9,"",8,null,15]
["SFH114B","10kW以上","B",114,300,34.200000000000003,29.700000000000003,29.7,3,3,5.4,7,7,7,null,5.4,7,7,7,null,5.4,7,7,7,null,4.5,9,"",8,null,4.5,9,"",8,null,4.5,9,"",8,null,15]
["SFH116B","10kW以上","B",116,300,34.799999999999997,29.700000000000003,29.7,3,3,5.4,7,7,7,null,5.4,7,7,7,null,5.4,7,7,7,null,4.5,9,"",9,null,4.5,9,"",9,null,4.5,9,"",8,null,15]
["SFH117B","10kW以上","B",117,300,35.1,29.700000000000003,29.7,3,3,5.4,7,7,7,null,5.4,7,7,7,null,5.4,7,7,7,null,4.5,9,"",9,null,4.5,9,"",9,null,4.5,9,"",9,null,15]
["SFH119B","10kW以上","B",119,300,35.700000000000003,29.700000000000003,29.7,3,3,5.4,8,null,7,7,5.4,8,null,7,7,5.4,7,7,7,null,4.5,9,"",9,null,4.5,9,"",9,null,4.5,9,"",9,null,15]
["SFH120B","10kW以上","B",120,300,36,29.700000000000003,29.7,3,3,5.4,8,null,7,7,5.4,8,null,7,7,5.4,8,null,7,7,4.5,9,"",9,null,4.5,9,"",9,null,4.5,9,"",9,null,15]
["SFL20A","10kW未満","A",20,300,6,4.5,4.5,"",1,4.5,7,7,6,null,"","","","","","","","","","","","","","","","","","","","","","","","","",3]
["SFL21A","10kW未満","A",21,300,6.3,4.5,4.5,"",1,4.5,7,7,7,null,"","","","","","","","","","","","","","","","","","","","","","","","","",3]
["SFL24A","10kW未満","A",24,300,7.2,5.4,5.4,1,"",5.4,8,8,8,"","","","","","","","","","","","","","","","","","","","","","","","","","",3]
["SFL25A","10kW未満","A",25,300,7.5,5.4,5.4,1,"",5.4,9,null,8,8,null,null,null,null,null,"","","","","","","","","","","","","","","","","","","","",3]
["SFL37A","10kW未満","A",37,300,11.1,9,9,"",2,4.5,7,null,6,6,4.5,9,null,9,null,"","","","","","","","","","","","","","","","","","","","",5]
["SFL38A","10kW未満","A",38,300,11.4,9,9,"",2,4.5,7,null,6,6,4.5,7,null,6,6,"","","","","","","","","","","","","","","","","","","","",6]
["SFL40A","10kW未満","A",40,300,12,9,9,"",2,4.5,7,7,6,null,4.5,7,7,6,null,"","","","","","","","","","","","","","","","","","","","",6]
["SFL41A","10kW未満","A",41,300,12.3,9,9,"",2,4.5,7,7,7,null,4.5,7,7,6,null,"","","","","","","","","","","","","","","","","","","","",6]
["SFL43A","10kW未満","A",43,300,12.9,9.9,9.9,1,1,5.4,8,8,7,null,4.5,7,7,6,null,"","","","","","","","","","","","","","","","","","","","",6]
["SFL44A","10kW未満","A",44,300,13.2,9.9,9.9,1,1,5.4,8,8,8,null,4.5,7,7,6,null,"","","","","","","","","","","","","","","","","","","","",6]
["SFL46A","10kW未満","A",46,300,13.8,9.9,9.9,1,1,5.4,9,null,8,8,4.5,7,7,7,null,"","","","","","","","","","","","","","","","","","","","",6]
["SFH45A","10kW以上","A",45,300,13.5,10.8,10.8,2,"",5.4,8,8,7,null,5.4,8,null,7,7,"","","","","","","","","","","","","","","","","","","","",6]
["SFH47A","10kW以上","A",47,300,14.1,10.8,10.8,2,"",5.4,8,8,8,null,5.4,8,8,7,null,null,null,null,null,null,null,null,null,null,null,null,null,null,null,null,null,null,null,null,null,6]
["SFH48A","10kW以上","A",48,300,14.4,10.8,10.8,2,"",5.4,8,8,8,null,5.4,8,8,8,null,null,null,null,null,null,null,null,null,null,null,null,null,null,null,null,null,null,null,null,null,6]
["SFH50A","10kW以上","A",50,300,15,10.8,10.8,2,"",5.4,9,null,8,8,5.4,9,null,8,8,null,null,null,null,null,null,null,null,null,null,null,null,null,null,null,null,null,null,null,null,6]
["SFH55A","10kW以上","A",55,300,16.5,13.5,13.5,"",3,4.5,7,null,6,6,4.5,9,null,9,null,4.5,9,null,9,null,null,null,null,null,null,null,null,null,null,null,null,null,null,null,null,7]
["SFH57A","10kW以上","A",57,300,17.100000000000001,13.5,13.5,"",3,4.5,7,null,6,6,4.5,7,null,6,6,4.5,7,null,6,6,null,null,null,null,null,null,null,null,null,null,null,null,null,null,null,9]
["SFH58A","10kW以上","A",58,300,17.399999999999999,13.5,13.5,"",3,4.5,7,7,6,null,4.5,7,null,6,6,4.5,7,null,6,6,null,null,null,null,null,null,null,null,null,null,null,null,null,null,null,9]
["SFH60A","10kW以上","A",60,300,18,13.5,13.5,"",3,4.5,7,7,6,null,4.5,7,7,6,null,4.5,7,7,6,null,null,null,null,null,null,null,null,null,null,null,null,null,null,null,null,9]
["SFH61A","10kW以上","A",61,300,18.3,13.5,13.5,"",3,4.5,7,7,7,null,4.5,7,7,6,null,4.5,7,7,6,null,null,null,null,null,null,null,null,null,null,null,null,null,null,null,null,9]
["SFH63A","10kW以上","A",63,300,18.899999999999999,13.5,13.5,"",3,4.5,7,7,7,null,4.5,7,7,7,null,4.5,7,7,7,null,null,null,null,null,null,null,null,null,null,null,null,null,null,null,null,9]
["SFH64A","10kW以上","A",64,300,19.2,14.4,14.4,1,2,5.4,8,8,8,null,4.5,7,7,6,null,4.5,7,7,6,null,null,null,null,null,null,null,null,null,null,null,null,null,null,null,null,9]
["SFH66A","10kW以上","A",66,300,19.8,14.4,14.4,1,2,5.4,8,8,8,null,4.5,7,7,7,null,4.5,7,7,7,null,null,null,null,null,null,null,null,null,null,null,null,null,null,null,null,9]
["SFH67A","10kW以上","A",67,300,20.100000000000001,14.4,14.4,1,2,5.4,9,null,8,8,4.5,7,7,7,null,4.5,7,7,7,null,null,null,null,null,null,null,null,null,null,null,null,null,null,null,null,9]
["SFH69A","10kW以上","A",69,300,20.7,15.3,15.3,2,1,5.4,8,8,8,null,5.4,8,8,8,null,4.5,7,7,7,null,null,null,null,null,null,null,null,null,null,null,null,null,null,null,null,9]
["SFH70A","10kW以上","A",70,300,21,15.3,15.3,2,1,5.4,9,null,8,8,5.4,8,8,8,null,4.5,7,7,7,null,null,null,null,null,null,null,null,null,null,null,null,null,null,null,null,9]
["SFH72A","10kW以上","A",72,300,21.6,16.200000000000003,16.2,3,"",5.4,8,8,8,null,5.4,8,8,8,null,5.4,8,8,8,null,null,null,null,null,null,null,null,null,null,null,null,null,null,null,null,9]
["SFH73A","10kW以上","A",73,300,21.9,16.200000000000003,16.2,3,"",5.4,9,null,8,8,5.4,8,8,8,null,5.4,8,8,8,null,null,null,null,null,null,null,null,null,null,null,null,null,null,null,null,9]
["SFH75A","10kW以上","A",75,300,22.5,16.200000000000003,16.2,3,"",5.4,9,null,8,8,5.4,9,null,8,8,5.4,9,null,8,8,null,null,null,null,null,null,null,null,null,null,null,null,null,null,null,9]
["SFH77A","10kW以上","A",77,300,23.1,18.899999999999999,18.899999999999999,1,3,5.4,8,null,7,7,4.5,7,null,6,6,4.5,9,null,9,null,4.5,9,null,9,null,null,null,null,null,null,null,null,null,null,null,10]
["SFH79A","10kW以上","A",79,300,23.7,18.899999999999999,18.899999999999999,1,3,5.4,8,null,7,7,4.5,7,null,6,6,4.5,7,null,6,6,4.5,7,null,6,6,null,null,null,null,null,null,null,null,null,null,12]
["SFH80A","10kW以上","A",80,300,24,18.899999999999999,18.899999999999999,1,3,5.4,8,8,7,null,4.5,7,null,6,6,4.5,7,null,6,6,4.5,7,null,6,6,null,null,null,null,null,null,null,null,null,null,12]
["SFH82A","10kW以上","A",82,300,24.6,18.899999999999999,18.899999999999999,1,3,5.4,8,8,7,null,4.5,7,7,6,null,4.5,7,7,6,null,4.5,7,null,6,6,null,null,null,null,null,null,null,null,null,null,12]
["SFH83A","10kW以上","A",83,300,24.9,18.899999999999999,18.899999999999999,1,3,5.4,8,8,7,null,4.5,7,7,6,null,4.5,7,7,6,null,4.5,7,7,6,null,null,null,null,null,null,null,null,null,null,null,12]
["SFH85A","10kW以上","A",85,300,25.5,18.899999999999999,18.899999999999999,1,3,5.4,8,8,8,null,4.5,7,7,7,null,4.5,7,7,6,null,4.5,7,7,6,null,null,null,null,null,null,null,null,null,null,null,12]
["SFH86A","10kW以上","A",86,300,25.8,18.899999999999999,18.899999999999999,1,3,5.4,8,8,8,null,4.5,7,7,7,null,4.5,7,7,7,null,4.5,7,7,6,null,null,null,null,null,null,null,null,null,null,null,12]
["SFH88A","10kW以上","A",88,300,26.4,18.899999999999999,18.899999999999999,1,3,5.4,9,null,8,8,4.5,7,7,7,null,4.5,7,7,7,null,4.5,7,7,7,null,null,null,null,null,null,null,null,null,null,null,12]
["SFH89A","10kW以上","A",89,300,26.7,19.8,19.8,2,2,5.4,8,8,8,null,5.4,8,8,8,null,4.5,7,7,7,null,4.5,7,7,6,null,null,null,null,null,null,null,null,null,null,null,12]
["SFH91A","10kW以上","A",91,300,27.3,19.8,19.8,2,2,5.4,9,null,8,8,5.4,8,8,8,null,4.5,7,7,7,null,4.5,7,7,7,null,null,null,null,null,null,null,null,null,null,null,12]
["SFH92A","10kW以上","A",92,300,27.6,19.8,19.8,2,2,5.4,9,null,8,8,5.4,9,null,8,8,4.5,7,7,7,null,4.5,7,7,7,null,null,null,null,null,null,null,null,null,null,null,12]
["SFH94A","10kW以上","A",94,300,28.2,20.700000000000003,20.7,3,1,5.4,9,null,8,8,5.4,8,8,8,null,5.4,8,8,8,null,4.5,7,7,7,null,null,null,null,null,null,null,null,null,null,null,12]
["SFH95A","10kW以上","A",95,300,28.5,20.700000000000003,20.7,3,1,5.4,9,null,8,8,5.4,9,null,8,8,5.4,8,8,8,null,4.5,7,7,7,null,null,null,null,null,null,null,null,null,null,null,12]
["SFH97A","10kW以上","A",97,300,29.1,21.6,21.6,4,"",5.4,9,null,8,8,5.4,8,8,8,null,5.4,8,8,8,null,5.4,8,8,8,null,null,null,null,null,null,null,null,null,null,null,12]
["SFH98A","10kW以上","A",98,300,29.4,21.6,21.6,4,"",5.4,9,null,8,8,5.4,9,null,8,8,5.4,8,8,8,null,5.4,8,8,8,null,null,null,null,null,null,null,null,null,null,null,12]
["SFH100A","10kW以上","A",100,300,30,21.6,21.6,4,"",5.4,9,null,8,8,5.4,9,null,8,8,5.4,9,null,8,8,5.4,9,null,8,8,null,null,null,null,null,null,null,null,null,null,12]
["SFH101A","10kW以上","A",101,300,30.3,24.3,24.3,2,3,5.4,8,null,7,7,5.4,8,null,7,7,4.5,7,null,6,6,4.5,7,null,6,6,4.5,7,null,6,6,null,null,null,null,null,15]
["SFH102A","10kW以上","A",102,300,30.6,24.3,24.3,2,3,5.4,8,8,7,null,5.4,8,null,7,7,4.5,7,null,6,6,4.5,7,null,6,6,4.5,7,null,6,6,null,null,null,null,null,15]
["SFH103A","10kW以上","A",103,300,30.9,24.3,24.3,2,3,5.4,8,8,7,null,5.4,8,8,7,null,4.5,7,null,6,6,4.5,7,null,6,6,4.5,7,null,6,6,null,null,null,null,null,15]
["SFH105A","10kW以上","A",105,300,31.5,24.3,24.3,2,3,5.4,8,8,7,null,5.4,8,8,7,null,4.5,7,7,6,null,4.5,7,7,6,null,4.5,7,null,6,6,null,null,null,null,null,15]
["SFH106A","10kW以上","A",106,300,31.8,24.3,24.3,2,3,5.4,8,8,7,null,5.4,8,8,7,null,4.5,7,7,6,null,4.5,7,7,6,null,4.5,7,7,6,null,null,null,null,null,null,15]
["SFH108A","10kW以上","A",108,300,32.4,24.3,24.3,2,3,5.4,8,8,8,null,5.4,8,8,8,null,4.5,7,7,6,null,4.5,7,7,6,null,4.5,7,7,6,null,null,null,null,null,null,15]
["SFH109A","10kW以上","A",109,300,32.700000000000003,24.3,24.3,2,3,5.4,8,8,8,null,5.4,8,8,8,null,4.5,7,7,7,null,4.5,7,7,6,null,4.5,7,7,6,null,null,null,null,null,null,15]
["SFH111A","10kW以上","A",111,300,33.299999999999997,24.3,24.3,2,3,5.4,8,8,8,null,5.4,8,8,8,null,4.5,7,7,7,null,4.5,7,7,7,null,4.5,7,7,7,null,null,null,null,null,null,15]
["SFH112A","10kW以上","A",112,300,33.6,24.3,24.3,2,3,5.4,9,null,8,8,5.4,8,8,8,null,4.5,7,7,7,null,4.5,7,7,7,null,4.5,7,7,7,null,null,null,null,null,null,15]
["SFH114A","10kW以上","A",114,300,34.200000000000003,25.200000000000003,25.2,3,2,5.4,8,8,8,null,5.4,8,8,8,null,5.4,8,8,8,null,4.5,7,7,7,null,4.5,7,7,7,null,null,null,null,null,null,15]
["SFH115A","10kW以上","A",115,300,34.5,25.200000000000003,25.2,3,2,5.4,9,null,8,8,5.4,8,8,8,null,5.4,8,8,8,null,4.5,7,7,7,null,4.5,7,7,7,null,null,null,null,null,null,15]
["SFH117A","10kW以上","A",117,300,35.1,25.200000000000003,25.2,3,2,5.4,9,null,8,8,5.4,9,null,8,8,5.4,9,null,8,8,4.5,7,7,7,null,4.5,7,7,7,null,null,null,null,null,null,15]
["SFH118A","10kW以上","A",118,300,35.4,26.1,26.1,4,1,5.4,9,null,8,8,5.4,8,8,8,null,5.4,8,8,8,null,5.4,8,8,8,null,4.5,7,7,7,null,null,null,null,null,null,15]
["SFH120A","10kW以上","A",120,300,36,26.1,26.1,4,1,5.4,9,null,8,8,5.4,9,null,8,8,5.4,9,null,8,8,5.4,8,8,8,null,4.5,7,7,7,null,null,null,null,null,null,15]
["SGL12E","10kW未満","E",12,360,4.32,5.4,4.3,1,"",5.4,4,4,4,"","","","","","",null,null,null,null,null,null,null,null,null,null,null,null,null,null,null,null,null,null,null,null,3]
["SGL19E","10kW未満","E",19,360,6.84,9,6.8,"",2,4.5,5,"",5,"",4.5,5,"",4,"","","","","","","","","","","","","","","","","","","","","",4]
["SGL20E","10kW未満","E",20,360,7.2,9,7.2,"",2,4.5,5,"",5,"",4.5,5,"",5,"","","","","","","","","","","","","","","","","","","","","",4]
["SGL22E","10kW未満","E",22,360,7.92,9.9,7.9,1,1,5.4,4,4,4,"",4.5,5,"",5,"","","","","","","","","","","","","","","","","","","","","",5]
["SGL23E","10kW未満","E",23,360,8.2799999999999994,10.8,8.1999999999999993,2,"",5.4,4,4,4,"",5.4,4,4,3,"","","","","","","","","","","","","","","","","","","","","",6]
["SGL27E","10kW未満","E",27,360,9.7200000000000006,13.5,9.6999999999999993,"",3,4.5,5,"",4,"",4.5,5,"",4,"",4.5,5,"",4,"","","","","","","","","","","","","","","","",6]
["SGH28E","10kW以上","E",28,360,10.08,13.5,10,"",3,4.5,5,"",5,"",4.5,5,"",4,"",4.5,5,"",4,"","","","","","","","","","","","","","","","",6]
["SGH30E","10kW以上","E",30,360,10.8,13.5,10.8,"",3,4.5,5,"",5,"",4.5,5,"",5,"",4.5,5,"",5,"","","","","","","","","","","","","","","","",6]
["SGH31E","10kW以上","E",31,360,11.16,14.4,11.1,1,2,5.4,4,4,4,"",4.5,5,"",5,"",4.5,5,"",4,"","","","","","","","","","","","","","","","",7]
["SGH33E","10kW以上","E",33,360,11.88,15.3,11.8,2,1,5.4,4,4,4,"",5.4,4,4,4,"",4.5,5,"",4,"","","","","","","","","","","","","","","","",8]
["SGH34E","10kW以上","E",34,360,12.24,15.3,12.2,2,1,5.4,4,4,4,"",5.4,4,4,4,"",4.5,5,"",5,"","","","","","","","","","","","","","","","",8]
["SGH36E","10kW以上","E",36,360,12.96,16.200000000000003,12.9,3,"",5.4,4,4,4,"",5.4,4,4,4,"",5.4,4,4,4,"","","","","","","","","","","","","","","","",9]
["SGH37E","10kW以上","E",37,360,13.32,18.899999999999999,13.3,1,3,5.4,4,4,3,"",4.5,5,"",4,"",4.5,5,"",4,"",4.5,4,"",4,"","","","","","","","","","","",9]
["SGH39E","10kW以上","E",39,360,14.04,18.899999999999999,14,1,3,5.4,4,4,4,"",4.5,5,"",4,"",4.5,5,"",4,"",4.5,5,"",4,"","","","","","","","","","","",9]
["SGH40E","10kW以上","E",40,360,14.4,18.899999999999999,14.4,1,3,5.4,4,4,4,"",4.5,5,"",5,"",4.5,5,"",4,"",4.5,5,"",4,"","","","","","","","","","","",9]
["SGH42E","10kW以上","E",42,360,15.12,18.899999999999999,15.1,1,3,5.4,4,4,4,"",4.5,5,"",5,"",4.5,5,"",5,"",4.5,5,"",5,"","","","","","","","","","","",9]
["SGH43E","10kW以上","E",43,360,15.48,19.8,15.4,2,2,5.4,4,4,4,"",5.4,4,4,4,"",4.5,5,"",5,"",4.5,5,"",4,"","","","","","","","","","","",10]
["SGH45E","10kW以上","E",45,360,16.2,20.700000000000003,16.2,3,1,5.4,4,4,4,"",5.4,4,4,4,"",5.4,4,4,4,"",4.5,5,"",4,"","","","","","","","","","","",11]
["SGH46E","10kW以上","E",46,360,16.559999999999999,20.700000000000003,16.5,3,1,5.4,4,4,4,"",5.4,4,4,4,"",5.4,4,4,4,"",4.5,5,"",5,"","","","","","","","","","","",11]
["SGH48E","10kW以上","E",48,360,17.28,21.6,17.2,4,"",5.4,4,4,4,"",5.4,4,4,4,"",5.4,4,4,4,"",5.4,4,4,4,"","","","","","","","","","","",12]
["SGH49E","10kW以上","E",49,360,17.64,24.3,17.600000000000001,2,3,5.4,4,4,3,"",5.4,4,4,3,"",4.5,5,"",4,"",4.5,5,"",4,"",4.5,5,"",4,"","","","","","",12]
["SGH51E","10kW以上","E",51,360,18.36,24.3,18.3,2,3,5.4,4,4,4,"",5.4,4,4,4,"",4.5,5,"",4,"",4.5,5,"",4,"",4.5,5,"",4,"","","","","","",12]
["SGH52E","10kW以上","E",52,360,18.72,24.3,18.7,2,3,5.4,4,4,4,"",5.4,4,4,4,"",4.5,5,"",5,"",4.5,5,"",4,"",4.5,5,"",4,"","","","","","",12]
["SGH54E","10kW以上","E",54,360,19.440000000000001,24.3,19.399999999999999,2,3,5.4,4,4,4,"",5.4,4,4,4,"",4.5,5,"",5,"",4.5,5,"",5,"",4.5,5,"",5,"","","","","","",12]
["SGH55E","10kW以上","E",55,360,19.8,25.200000000000003,19.8,3,2,5.4,4,4,4,"",5.4,4,4,4,"",5.4,4,4,4,"",4.5,5,"",5,"",4.5,5,"",4,"","","","","","",13]
["SGH57E","10kW以上","E",57,360,20.52,26.1,20.5,4,1,5.4,4,4,4,"",5.4,4,4,4,"",5.4,4,4,4,"",5.4,4,4,4,"",4.5,5,"",4,"","","","","","",14]
["SGH58E","10kW以上","E",58,360,20.88,26.1,20.8,4,1,5.4,4,4,4,"",5.4,4,4,4,"",5.4,4,4,4,"",5.4,4,4,4,"",4.5,5,"",5,"","","","","","",14]
["SGH60E","10kW以上","E",60,360,21.6,27,21.6,5,"",5.4,4,4,4,"",5.4,4,4,4,"",5.4,4,4,4,"",5.4,4,4,4,"",5.4,4,4,4,"","","","","","",15]
["SGH61E","10kW以上","E",61,360,21.96,29.700000000000003,21.9,3,3,5.4,4,4,4,"",5.4,4,4,3,"",5.4,4,4,3,"",4.5,5,"",4,"",4.5,5,"",4,"",4.5,5,"",4,"",15]
["SGH63E","10kW以上","E",63,360,22.68,29.700000000000003,22.6,3,3,5.4,4,4,4,"",5.4,4,4,4,"",5.4,4,4,4,"",4.5,5,"",4,"",4.5,5,"",4,"",4.5,5,"",4,"",15]
["SGH64E","10kW以上","E",64,360,23.04,29.700000000000003,23,3,3,5.4,4,4,4,"",5.4,4,4,4,"",5.4,4,4,4,"",4.5,5,"",5,"",4.5,5,"",4,"",4.5,5,"",4,"",15]
["SGH65E","10kW以上","E",65,360,23.4,29.700000000000003,23.4,3,3,5.4,4,4,4,"",5.4,4,4,4,"",5.4,4,4,4,"",4.5,5,"",5,"",4.5,5,"",5,"",4.5,5,"",4,"",15]
["SGH66E","10kW以上","E",66,360,23.76,29.700000000000003,23.7,3,3,5.4,4,4,4,"",5.4,4,4,4,"",5.4,4,4,4,"",4.5,5,"",5,"",4.5,5,"",5,"",4.5,5,"",5,"",15]
["SGH68E","10kW以上","E",68,360,24.48,30.6,24.4,4,2,5.4,4,4,4,"",5.4,4,4,4,"",5.4,4,4,4,"",5.4,4,4,4,"",4.5,5,"",5,"",4.5,5,"",5,"",16]
["SGH69E","10kW以上","E",69,360,24.84,31.5,24.8,5,1,5.4,4,4,4,"",5.4,4,4,4,"",5.4,4,4,4,"",5.4,4,4,4,"",5.4,4,4,4,"",4.5,5,"",4,"",17]
["SGH71E","10kW以上","E",71,360,25.56,32.400000000000006,25.5,6,"",5.4,4,4,4,"",5.4,4,4,4,"",5.4,4,4,4,"",5.4,4,4,4,"",5.4,4,4,4,"",5.4,4,4,3,"",18]
["SGH72E","10kW以上","E",72,360,25.92,32.400000000000006,25.9,6,"",5.4,4,4,4,"",5.4,4,4,4,"",5.4,4,4,4,"",5.4,4,4,4,"",5.4,4,4,4,"",5.4,4,4,4,"",18]
["SGL14D","10kW未満","D",14,360,5.04,5.4,5,1,"",5.4,5,5,4,"","","","","","","","","","","","","","","","","","","","","","","","","","",3]
["SGL22D","10kW未満","D",22,360,7.92,9,7.9,"",2,4.5,4,4,3,"",4.5,4,4,3,"","","","","","","","","","","","","","","","","","","","","",6]
["SGL25D","10kW未満","D",25,360,9,9.9,9,1,1,5.4,5,5,4,"",4.5,4,4,3,"","","","","","","","","","","","","","","","","","","","","",6]
["SGL26D","10kW未満","D",26,360,9.36,10.8,9.3000000000000007,2,"",5.4,5,"",4,4,5.4,5,"",4,4,"","","","","","","","","","","","","","","","","","","","",6]
["SGH28D","10kW以上","D",28,360,10.08,10.8,10,2,"",5.4,5,5,4,"",5.4,5,5,4,"","","","","","","","","","","","","","","","","","","","","",6]
["SGH32D","10kW以上","D",32,360,11.52,13.5,11.5,"",3,4.5,4,4,3,"",4.5,4,4,3,"",4.5,5,"",5,"","","","","","","","","","","","","","","","",8]
["SGH34D","10kW以上","D",34,360,12.24,14.4,12.2,1,2,5.4,5,5,4,"",4.5,5,"",5,"",4.5,5,"",5,"","","","","","","","","","","","","","","","",7]
["SGH35D","10kW以上","D",35,360,12.6,14.4,12.6,1,2,5.4,5,5,4,"",4.5,4,4,3,"",4.5,5,"",5,"","","","","","","","","","","","","","","","",8]
["SGH37D","10kW以上","D",37,360,13.32,15.3,13.3,2,1,5.4,5,5,4,"",5.4,5,"",4,4,4.5,5,"",5,"","","","","","","","","","","","","","","","",8]
["SGH38D","10kW以上","D",38,360,13.68,15.3,13.6,2,1,5.4,5,5,4,"",5.4,5,5,4,"",4.5,5,"",5,"","","","","","","","","","","","","","","","",8]
["SGH40D","10kW以上","D",40,360,14.4,16.200000000000003,14.4,3,"",5.4,5,5,4,"",5.4,5,"",4,4,5.4,5,"",4,4,"","","","","","","","","","","","","","","",9]
["SGH41D","10kW以上","D",41,360,14.76,16.200000000000003,14.7,3,"",5.4,5,5,4,"",5.4,5,5,4,"",5.4,5,"",4,4,"","","","","","","","","","","","","","","",9]
["SGH45D","10kW以上","D",45,360,16.2,18.899999999999999,16.2,1,3,5.4,5,5,4,"",4.5,4,4,3,"",4.5,5,"",5,"",4.5,5,"",5,"","","","","","","","","","","",10]
["SGH46D","10kW以上","D",46,360,16.559999999999999,18.899999999999999,16.5,1,3,5.4,5,5,4,"",4.5,4,4,3,"",4.5,4,4,3,"",4.5,5,"",5,"","","","","","","","","","","",11]
["SGH48D","10kW以上","D",48,360,17.28,19.8,17.2,2,2,5.4,5,5,4,"",5.4,5,5,4,"",4.5,5,"",5,"",4.5,5,"",5,"","","","","","","","","","","",10]
["SGH49D","10kW以上","D",49,360,17.64,19.8,17.600000000000001,2,2,5.4,5,5,4,"",5.4,5,5,4,"",4.5,4,4,3,"",4.5,5,"",5,"","","","","","","","","","","",11]
["SGH51D","10kW以上","D",51,360,18.36,20.700000000000003,18.3,3,1,5.4,5,5,4,"",5.4,5,5,4,"",5.4,5,"",4,4,4.5,5,"",5,"","","","","","","","","","","",11]
["SGH52D","10kW以上","D",52,360,18.72,20.700000000000003,18.7,3,1,5.4,5,5,4,"",5.4,5,5,4,"",5.4,5,5,4,"",4.5,5,"",5,"","","","","","","","","","","",11]
["SGH53D","10kW以上","D",53,360,19.079999999999998,20.700000000000003,19,3,1,5.4,5,5,4,"",5.4,5,5,4,"",5.4,5,5,4,"",4.5,4,4,3,"","","","","","","","","","","",12]
["SGH54D","10kW以上","D",54,360,19.440000000000001,21.6,19.399999999999999,4,"",5.4,5,5,4,"",5.4,5,5,4,"",5.4,5,"",4,4,5.4,5,"",4,4,"","","","","","","","","","",12]
["SGH55D","10kW以上","D",55,360,19.8,21.6,19.8,4,"",5.4,5,5,4,"",5.4,5,5,4,"",5.4,5,5,4,"",5.4,5,"",4,4,"","","","","","","","","","",12]
["SGH56D","10kW以上","D",56,360,20.16,21.6,20.100000000000001,4,"",5.4,5,5,4,"",5.4,5,5,4,"",5.4,5,5,4,"",5.4,5,5,4,"","","","","","","","","","","",12]
["SGH58D","10kW以上","D",58,360,20.88,24.3,20.8,2,3,5.4,5,5,4,"",5.4,5,5,4,"",4.5,5,"",5,"",4.5,5,"",5,"",4.5,5,"",5,"","","","","","",12]
["SGH59D","10kW以上","D",59,360,21.24,24.3,21.2,2,3,5.4,5,5,4,"",5.4,5,5,4,"",4.5,4,4,3,"",4.5,5,"",5,"",4.5,5,"",5,"","","","","","",13]
["SGH60D","10kW以上","D",60,360,21.6,24.3,21.6,2,3,5.4,5,5,4,"",5.4,5,5,4,"",4.5,4,4,3,"",4.5,4,4,3,"",4.5,5,"",5,"","","","","","",14]
["SGH61D","10kW以上","D",61,360,21.96,24.3,21.9,2,3,5.4,5,5,4,"",5.4,5,5,4,"",4.5,4,4,3,"",4.5,4,4,3,"",4.5,4,4,3,"","","","","","",15]
["SGH62D","10kW以上","D",62,360,22.32,25.200000000000003,22.3,3,2,5.4,5,5,4,"",5.4,5,5,4,"",5.4,5,5,4,"",4.5,5,"",5,"",4.5,5,"",5,"","","","","","",13]
["SGH63D","10kW以上","D",63,360,22.68,25.200000000000003,22.6,3,2,5.4,5,5,4,"",5.4,5,5,4,"",5.4,5,5,4,"",4.5,4,4,3,"",4.5,5,"",5,"","","","","","",14]
["SGH64D","10kW以上","D",64,360,23.04,25.200000000000003,23,3,2,5.4,5,5,4,"",5.4,5,5,4,"",5.4,5,5,4,"",4.5,4,4,3,"",4.5,4,4,3,"","","","","","",15]
["SGH65D","10kW以上","D",65,360,23.4,26.1,23.4,4,1,5.4,5,5,4,"",5.4,5,5,4,"",5.4,5,5,4,"",5.4,5,"",4,4,4.5,5,"",5,"","","","","","",14]
["SGH66D","10kW以上","D",66,360,23.76,26.1,23.7,4,1,5.4,5,5,4,"",5.4,5,5,4,"",5.4,5,5,4,"",5.4,5,5,4,"",4.5,5,"",5,"","","","","","",14]
["SGH67D","10kW以上","D",67,360,24.12,26.1,24.1,4,1,5.4,5,5,4,"",5.4,5,5,4,"",5.4,5,5,4,"",5.4,5,5,4,"",4.5,4,4,3,"","","","","","",15]
["SGH68D","10kW以上","D",68,360,24.48,27,24.4,5,"",5.4,5,5,4,"",5.4,5,5,4,"",5.4,5,5,4,"",5.4,5,"",4,4,5.4,5,"",4,4,"","","","","",15]
["SGH69D","10kW以上","D",69,360,24.84,27,24.8,5,"",5.4,5,5,4,"",5.4,5,5,4,"",5.4,5,5,4,"",5.4,5,5,4,"",5.4,5,"",4,4,"","","","","",15]
["SGH70D","10kW以上","D",70,360,25.2,27,25.2,5,"",5.4,5,5,4,"",5.4,5,5,4,"",5.4,5,5,4,"",5.4,5,5,4,"",5.4,5,5,4,"","","","","","",15]
["SGH71D","10kW以上","D",71,360,25.56,29.700000000000003,25.5,3,3,5.4,5,5,4,"",5.4,5,5,4,"",5.4,5,"",4,4,4.5,5,"",5,"",4.5,5,"",5,"",4.5,5,"",5,"",15]
["SGH72D","10kW以上","D",72,360,25.92,29.700000000000003,25.9,3,3,5.4,5,5,4,"",5.4,5,5,4,"",5.4,5,5,4,"",4.5,5,"",5,"",4.5,5,"",5,"",4.5,5,"",5,"",15]
["SGH73D","10kW以上","D",73,360,26.28,29.700000000000003,26.2,3,3,5.4,5,5,4,"",5.4,5,5,4,"",5.4,5,5,4,"",4.5,4,4,3,"",4.5,5,"",5,"",4.5,5,"",5,"",16]
["SGH74D","10kW以上","D",74,360,26.64,29.700000000000003,26.6,3,3,5.4,5,5,4,"",5.4,5,5,4,"",5.4,5,5,4,"",4.5,4,4,3,"",4.5,4,4,3,"",4.5,5,"",5,"",17]
["SGH75D","10kW以上","D",75,360,27,29.700000000000003,27,3,3,5.4,5,5,4,"",5.4,5,5,4,"",5.4,5,5,4,"",4.5,4,4,3,"",4.5,4,4,3,"",4.5,4,4,3,"",18]
["SGH76D","10kW以上","D",76,360,27.36,30.6,27.3,4,2,5.4,5,5,4,"",5.4,5,5,4,"",5.4,5,5,4,"",5.4,5,5,4,"",4.5,5,"",5,"",4.5,5,"",5,"",16]
["SGH77D","10kW以上","D",77,360,27.72,30.6,27.7,4,2,5.4,5,5,4,"",5.4,5,5,4,"",5.4,5,5,4,"",5.4,5,5,4,"",4.5,4,4,3,"",4.5,5,"",5,"",17]
["SGH78D","10kW以上","D",78,360,28.08,30.6,28,4,2,5.4,5,5,4,"",5.4,5,5,4,"",5.4,5,5,4,"",5.4,5,5,4,"",4.5,4,4,3,"",4.5,4,4,3,"",18]
["SGH79D","10kW以上","D",79,360,28.44,31.5,28.4,5,1,5.4,5,5,4,"",5.4,5,5,4,"",5.4,5,5,4,"",5.4,5,5,4,"",5.4,5,"",4,4,4.5,5,"",5,"",17]
["SGH80D","10kW以上","D",80,360,28.8,31.5,28.8,5,1,5.4,5,5,4,"",5.4,5,5,4,"",5.4,5,5,4,"",5.4,5,5,4,"",5.4,5,5,4,"",4.5,5,"",5,"",17]
["SGH81D","10kW以上","D",81,360,29.16,31.5,29.1,5,1,5.4,5,5,4,"",5.4,5,5,4,"",5.4,5,5,4,"",5.4,5,5,4,"",5.4,5,5,4,"",4.5,4,4,3,"",18]
["SGH82D","10kW以上","D",82,360,29.52,32.400000000000006,29.5,6,"",5.4,5,5,4,"",5.4,5,5,4,"",5.4,5,5,4,"",5.4,5,5,4,"",5.4,5,"",4,4,5.4,5,"",4,4,18]
["SGH83D","10kW以上","D",83,360,29.88,32.400000000000006,29.8,6,"",5.4,5,5,4,"",5.4,5,5,4,"",5.4,5,5,4,"",5.4,5,5,4,"",5.4,5,5,4,"",5.4,5,"",4,4,18]
["SGH84D","10kW以上","D",84,360,30.24,32.400000000000006,30.2,6,"",5.4,5,5,4,"",5.4,5,5,4,"",5.4,5,5,4,"",5.4,5,5,4,"",5.4,5,5,4,"",5.4,5,5,4,"",18]
["SGL12C","10kW未満","C",12,360,4.32,4.5,4.3,"",1,4.5,4,4,4,"","","","","","","","","","","","","","","","","","","","","","","","","","",3]
["SGL13C","10kW未満","C",13,360,4.68,4.5,4.5,"",1,4.5,5,"",4,4,"","","","","","","","","","","","","","","","","","","","","","","","","",3]
["SGL15C","10kW未満","C",15,360,5.4,5.4,5.4,1,"",5.4,5,5,5,"","","","","","","","","","","","","","","","","","","","","","","","","","",3]
["SGL16C","10kW未満","C",16,360,5.76,5.4,5.4,1,"",5.4,4,4,4,4,"","","","","","","","","","","","","","","","","","","","","","","","","",4]
["SGL24C","10kW未満","C",24,360,8.64,9,8.6,"",2,4.5,4,4,4,"",4.5,4,4,4,"","","","","","","","","","","","","","","","","","","","","",6]
["SGL25C","10kW未満","C",25,360,9,9,8.8000000000000007,"",2,4.5,5,"",4,4,4.5,4,4,4,"","","","","","","","","","","","","","","","","","","","","",6]
["SGL26C","10kW未満","C",26,360,9.36,9,9,"",2,4.5,5,"",4,4,4.5,5,"",4,4,"","","","","","","","","","","","","","","","","","","","",6]
["SGL27C","10kW未満","C",27,360,9.7200000000000006,9.9,9.6999999999999993,1,1,5.4,5,5,5,null,4.5,4,4,4,"","","","","","","","","","","","","","","","","","","","","",6]
["SGL28C","10kW未満","C",28,360,10.08,9.9,9.6999999999999993,1,1,5.4,4,4,4,4,4.5,4,4,4,"","","","","","","","","","","","","","","","","","","","","",7]
["SGH29C","10kW以上","C",29,360,10.44,10.8,10.4,2,"",5.4,5,5,5,"",5.4,5,5,4,"","","","","","","","","","","","","","","","","","","","","",6]
["SGH30C","10kW以上","C",30,360,10.8,10.8,10.8,2,"",5.4,5,5,5,"",5.4,5,5,5,"","","","","","","","","","","","","","","","","","","","","",6]
["SGH31C","10kW以上","C",31,360,11.16,10.8,10.8,2,"",5.4,4,4,4,4,5.4,5,5,5,"","","","","","","","","","","","","","","","","","","","","",7]
["SGH32C","10kW以上","C",32,360,11.52,10.8,10.8,2,"",5.4,4,4,4,4,5.4,4,4,4,4,"","","","","","","","","","","","","","","","","","","","",8]
["SGH36C","10kW以上","C",36,360,12.96,13.5,12.9,"",3,4.5,4,4,4,"",4.5,4,4,4,"",4.5,4,4,4,"","","","","","","","","","","","","","","","",9]
["SGH37C","10kW以上","C",37,360,13.32,13.5,13.1,"",3,4.5,5,"",4,4,4.5,4,4,4,"",4.5,4,4,4,"","","","","","","","","","","","","","","","",9]
["SGH38C","10kW以上","C",38,360,13.68,13.5,13.3,"",3,4.5,5,"",4,4,4.5,5,"",4,4,4.5,4,4,4,"","","","","","","","","","","","","","","","",9]
["SGH39C","10kW以上","C",39,360,14.04,13.5,13.5,"",3,4.5,5,"",4,4,4.5,5,"",4,4,4.5,5,"",4,4,"","","","","","","","","","","","","","","",9]
["SGH40C","10kW以上","C",40,360,14.4,14.4,14,1,2,5.4,4,4,4,4,4.5,4,4,4,"",4.5,4,4,4,"","","","","","","","","","","","","","","","",10]
["SGH41C","10kW以上","C",41,360,14.76,14.4,14.2,1,2,5.4,4,4,4,4,4.5,5,"",4,4,4.5,4,4,4,"","","","","","","","","","","","","","","","",10]
["SGH42C","10kW以上","C",42,360,15.12,14.4,14.4,1,2,5.4,4,4,4,4,4.5,5,"",4,4,4.5,5,"",4,4,"","","","","","","","","","","","","","","",10]
["SGH43C","10kW以上","C",43,360,15.48,15.3,15.1,2,1,5.4,4,4,4,4,5.4,5,5,5,"",4.5,4,4,4,"","","","","","","","","","","","","","","","",10]
["SGH44C","10kW以上","C",44,360,15.84,15.3,15.1,2,1,5.4,4,4,4,4,5.4,4,4,4,4,4.5,4,4,4,"","","","","","","","","","","","","","","","",11]
["SGH45C","10kW以上","C",45,360,16.2,15.3,15.3,2,1,5.4,4,4,4,4,5.4,4,4,4,4,4.5,5,"",4,4,"","","","","","","","","","","","","","","",11]
["SGH46C","10kW以上","C",46,360,16.559999999999999,16.200000000000003,16.2,3,"",5.4,4,4,4,4,5.4,5,5,5,"",5.4,5,5,5,"","","","","","","","","","","","","","","","",10]
["SGH47C","10kW以上","C",47,360,16.920000000000002,16.200000000000003,16.2,3,"",5.4,4,4,4,4,5.4,4,4,4,4,5.4,5,5,5,"","","","","","","","","","","","","","","","",11]
["SGH48C","10kW以上","C",48,360,17.28,16.200000000000003,16.2,3,"",5.4,4,4,4,4,5.4,4,4,4,4,5.4,4,4,4,4,"","","","","","","","","","","","","","","",12]
["SGH50C","10kW以上","C",50,360,18,18.899999999999999,18,1,3,5.4,5,5,5,"",4.5,4,4,4,"",4.5,4,4,4,"",4.5,4,4,3,"","","","","","","","","","","",12]
["SGH51C","10kW以上","C",51,360,18.36,18.899999999999999,18.3,1,3,5.4,5,5,5,"",4.5,4,4,4,"",4.5,4,4,4,"",4.5,4,4,4,"","","","","","","","","","","",12]
["SGH52C","10kW以上","C",52,360,18.72,18.899999999999999,18.3,1,3,5.4,4,4,4,4,4.5,4,4,4,"",4.5,4,4,4,"",4.5,4,4,4,"","","","","","","","","","","",13]
["SGH53C","10kW以上","C",53,360,19.079999999999998,18.899999999999999,18.5,1,3,5.4,4,4,4,4,4.5,5,"",4,4,4.5,4,4,4,"",4.5,4,4,4,"","","","","","","","","","","",13]
["SGH54C","10kW以上","C",54,360,19.440000000000001,18.899999999999999,18.7,1,3,5.4,4,4,4,4,4.5,5,"",4,4,4.5,5,"",4,4,4.5,4,4,4,"","","","","","","","","","","",13]
["SGH55C","10kW以上","C",55,360,19.8,18.899999999999999,18.899999999999999,1,3,5.4,4,4,4,4,4.5,5,"",4,4,4.5,5,"",4,4,4.5,5,"",4,4,"","","","","","","","","","",13]
["SGH56C","10kW以上","C",56,360,20.16,19.8,19.399999999999999,2,2,5.4,4,4,4,4,5.4,4,4,4,4,4.5,4,4,4,"",4.5,4,4,4,"","","","","","","","","","","",14]
["SGH57C","10kW以上","C",57,360,20.52,19.8,19.600000000000001,2,2,5.4,4,4,4,4,5.4,4,4,4,4,4.5,5,"",4,4,4.5,4,4,4,"","","","","","","","","","","",14]
["SGH58C","10kW以上","C",58,360,20.88,19.8,19.8,2,2,5.4,4,4,4,4,5.4,4,4,4,4,4.5,5,"",4,4,4.5,5,"",4,4,"","","","","","","","","","",14]
["SGH59C","10kW以上","C",59,360,21.24,20.700000000000003,20.5,3,1,5.4,4,4,4,4,5.4,4,4,4,4,5.4,5,5,5,"",4.5,4,4,4,"","","","","","","","","","","",14]
["SGH60C","10kW以上","C",60,360,21.6,20.700000000000003,20.5,3,1,5.4,4,4,4,4,5.4,4,4,4,4,5.4,4,4,4,4,4.5,4,4,4,"","","","","","","","","","","",15]
["SGH61C","10kW以上","C",61,360,21.96,20.700000000000003,20.7,3,1,5.4,4,4,4,4,5.4,4,4,4,4,5.4,4,4,4,4,4.5,5,"",4,4,"","","","","","","","","","",15]
["SGH62C","10kW以上","C",62,360,22.32,21.6,21.6,4,"",5.4,4,4,4,4,5.4,4,4,4,4,5.4,5,5,5,"",5.4,5,5,5,"","","","","","","","","","","",14]
["SGH63C","10kW以上","C",63,360,22.68,21.6,21.6,4,"",5.4,4,4,4,4,5.4,4,4,4,4,5.4,4,4,4,4,5.4,5,5,5,"","","","","","","","","","","",15]
["SGH64C","10kW以上","C",64,360,23.04,21.6,21.6,4,"",5.4,4,4,4,4,5.4,4,4,4,4,5.4,4,4,4,4,5.4,4,4,4,4,"","","","","","","","","","",16]
["SGH65C","10kW以上","C",65,360,23.4,24.3,23.4,2,3,5.4,5,5,5,"",5.4,5,5,5,"",4.5,4,4,4,"",4.5,4,4,4,"",4.5,4,4,3,"","","","","","",15]
["SGH66C","10kW以上","C",66,360,23.76,24.3,23.7,2,3,5.4,5,5,5,"",5.4,5,5,5,"",4.5,4,4,4,"",4.5,4,4,4,"",4.5,4,4,4,"","","","","","",15]
["SGH67C","10kW以上","C",67,360,24.12,24.3,23.7,2,3,5.4,4,4,4,4,5.4,5,5,5,"",4.5,4,4,4,"",4.5,4,4,4,"",4.5,4,4,4,"","","","","","",16]
["SGH68C","10kW以上","C",68,360,24.48,24.3,23.7,2,3,5.4,4,4,4,4,5.4,4,4,4,4,4.5,4,4,4,"",4.5,4,4,4,"",4.5,4,4,4,"","","","","","",17]
["SGH69C","10kW以上","C",69,360,24.84,24.3,23.9,2,3,5.4,4,4,4,4,5.4,4,4,4,4,4.5,5,"",4,4,4.5,4,4,4,"",4.5,4,4,4,"","","","","","",17]
["SGH70C","10kW以上","C",70,360,25.2,24.3,24.1,2,3,5.4,4,4,4,4,5.4,4,4,4,4,4.5,5,"",4,4,4.5,5,"",4,4,4.5,4,4,4,"","","","","","",17]
["SGH71C","10kW以上","C",71,360,25.56,24.3,24.3,2,3,5.4,4,4,4,4,5.4,4,4,4,4,4.5,5,"",4,4,4.5,5,"",4,4,4.5,5,"",4,4,"","","","","",17]
["SGH72C","10kW以上","C",72,360,25.92,25.200000000000003,24.8,3,2,5.4,4,4,4,4,5.4,4,4,4,4,5.4,4,4,4,4,4.5,4,4,4,"",4.5,4,4,4,"","","","","","",18]
["SGH73C","10kW以上","C",73,360,26.28,25.200000000000003,25,3,2,5.4,4,4,4,4,5.4,4,4,4,4,5.4,4,4,4,4,4.5,5,"",4,4,4.5,4,4,4,"","","","","","",18]
["SGH74C","10kW以上","C",74,360,26.64,25.200000000000003,25.2,3,2,5.4,4,4,4,4,5.4,4,4,4,4,5.4,4,4,4,4,4.5,5,"",4,4,4.5,5,"",4,4,"","","","","",18]
["SGH75C","10kW以上","C",75,360,27,26.1,25.9,4,1,5.4,4,4,4,4,5.4,4,4,4,4,5.4,4,4,4,4,5.4,5,5,5,"",4.5,4,4,4,"","","","","","",18]
["SGH76C","10kW以上","C",76,360,27.36,26.1,25.9,4,1,5.4,4,4,4,4,5.4,4,4,4,4,5.4,4,4,4,4,5.4,4,4,4,4,4.5,4,4,4,"","","","","","",19]
["SGH77C","10kW以上","C",77,360,27.72,26.1,26.1,4,1,5.4,4,4,4,4,5.4,4,4,4,4,5.4,4,4,4,4,5.4,4,4,4,4,4.5,5,"",4,4,"","","","","",19]
["SGH78C","10kW以上","C",78,360,28.08,27,27,5,"",5.4,4,4,4,4,5.4,4,4,4,4,5.4,4,4,4,4,5.4,5,5,5,"",5.4,5,5,5,"","","","","","",18]
["SGH79C","10kW以上","C",79,360,28.44,27,27,5,"",5.4,4,4,4,4,5.4,4,4,4,4,5.4,4,4,4,4,5.4,4,4,4,4,5.4,5,5,5,"","","","","","",19]
["SGH80C","10kW以上","C",80,360,28.8,27,27,5,"",5.4,4,4,4,4,5.4,4,4,4,4,5.4,4,4,4,4,5.4,4,4,4,4,5.4,4,4,4,4,"","","","","",20]
["SGH81C","10kW以上","C",81,360,29.16,29.700000000000003,29.1,3,3,5.4,5,5,5,"",5.4,5,5,5,"",5.4,5,5,5,"",4.5,4,4,4,"",4.5,4,4,4,"",4.5,4,4,4,"",18]
["SGH82C","10kW以上","C",82,360,29.52,29.700000000000003,29.1,3,3,5.4,4,4,4,4,5.4,5,5,5,"",5.4,5,5,5,"",4.5,4,4,4,"",4.5,4,4,4,"",4.5,4,4,4,"",19]
["SGH83C","10kW以上","C",83,360,29.88,29.700000000000003,29.1,3,3,5.4,4,4,4,4,5.4,4,4,4,4,5.4,5,5,5,"",4.5,4,4,4,"",4.5,4,4,4,"",4.5,4,4,4,"",20]
["SGH84C","10kW以上","C",84,360,30.24,29.700000000000003,29.1,3,3,5.4,4,4,4,4,5.4,4,4,4,4,5.4,4,4,4,4,4.5,4,4,4,"",4.5,4,4,4,"",4.5,4,4,4,"",21]
["SGH85C","10kW以上","C",85,360,30.6,29.700000000000003,29.3,3,3,5.4,4,4,4,4,5.4,4,4,4,4,5.4,4,4,4,4,4.5,5,"",4,4,4.5,4,4,4,"",4.5,4,4,4,"",21]
["SGH86C","10kW以上","C",86,360,30.96,29.700000000000003,29.5,3,3,5.4,4,4,4,4,5.4,4,4,4,4,5.4,4,4,4,4,4.5,5,"",4,4,4.5,5,"",4,4,4.5,4,4,4,"",21]
["SGH87C","10kW以上","C",87,360,31.32,29.700000000000003,29.7,3,3,5.4,4,4,4,4,5.4,4,4,4,4,5.4,4,4,4,4,4.5,5,"",4,4,4.5,5,"",4,4,4.5,5,"",4,4,21]
["SGH88C","10kW以上","C",88,360,31.68,30.6,30.2,4,2,5.4,4,4,4,4,5.4,4,4,4,4,5.4,4,4,4,4,5.4,4,4,4,4,4.5,4,4,4,"",4.5,4,4,4,"",22]
["SGH89C","10kW以上","C",89,360,32.04,30.6,30.4,4,2,5.4,4,4,4,4,5.4,4,4,4,4,5.4,4,4,4,4,5.4,4,4,4,4,4.5,5,"",4,4,4.5,4,4,4,"",22]
["SGH90C","10kW以上","C",90,360,32.4,30.6,30.6,4,2,5.4,4,4,4,4,5.4,4,4,4,4,5.4,4,4,4,4,5.4,4,4,4,4,4.5,5,"",4,4,4.5,5,"",4,4,22]
["SGH91C","10kW以上","C",91,360,32.76,31.5,31.3,5,1,5.4,4,4,4,4,5.4,4,4,4,4,5.4,4,4,4,4,5.4,4,4,4,4,5.4,5,5,5,"",4.5,4,4,4,"",22]
["SGH92C","10kW以上","C",92,360,33.119999999999997,31.5,31.3,5,1,5.4,4,4,4,4,5.4,4,4,4,4,5.4,4,4,4,4,5.4,4,4,4,4,5.4,4,4,4,4,4.5,4,4,4,"",23]
["SGH93C","10kW以上","C",93,360,33.479999999999997,31.5,31.5,5,1,5.4,4,4,4,4,5.4,4,4,4,4,5.4,4,4,4,4,5.4,4,4,4,4,5.4,4,4,4,4,4.5,5,"",4,4,23]
["SGH94C","10kW以上","C",94,360,33.840000000000003,32.400000000000006,32.4,6,"",5.4,4,4,4,4,5.4,4,4,4,4,5.4,4,4,4,4,5.4,4,4,4,4,5.4,5,5,5,"",5.4,5,5,5,"",22]
["SGH95C","10kW以上","C",95,360,34.200000000000003,32.400000000000006,32.4,6,"",5.4,4,4,4,4,5.4,4,4,4,4,5.4,4,4,4,4,5.4,4,4,4,4,5.4,4,4,4,4,5.4,5,5,5,"",23]
["SGH96C","10kW以上","C",96,360,34.56,32.400000000000006,32.4,6,"",5.4,4,4,4,4,5.4,4,4,4,4,5.4,4,4,4,4,5.4,4,4,4,4,5.4,4,4,4,4,5.4,4,4,4,4,24]
["SGL14B","10kW未満","B",14,360,5.04,4.5,4.5,"",1,4.5,5,5,4,"","","","","","","","","","","","","","","","","","","","","","","","","","",3]
["SGL15B","10kW未満","B",15,360,5.4,4.5,4.5,"",1,4.5,5,5,5,"","","","","","","","","","","","","","","","","","","","","","","","","","",3]
["SGL17B","10kW未満","B",17,360,6.12,5.4,5.4,1,"",5.4,5,4,4,4,"","","","","","","","","","","","","","","","","","","","","","","","","",4]
["SGL18B","10kW未満","B",18,360,6.48,5.4,5.4,1,"",5.4,5,5,4,4,"","","","","","","","","","","","","","","","","","","","","","","","","",4]
["SGL29B","10kW未満","B",29,360,10.44,9.9,9.9,1,1,5.4,4,4,4,4,4.5,4,4,5,"","","","","","","","","","","","","","","","","","","","","",7]
["SGL30B","10kW未満","B",30,360,10.8,9.9,9.9,1,1,5.4,5,4,4,4,4.5,4,4,5,"","","","","","","","","","","","","","","","","","","","","",7]
["SGL31B","10kW未満","B",31,360,11.16,9.9,9.9,1,1,5.4,5,4,4,4,4.5,5,5,4,"","","","","","","","","","","","","","","","","","","","","",7]
["SGL32B","10kW未満","B",32,360,11.52,9.9,9.9,1,1,5.4,5,5,4,4,4.5,5,5,4,"","","","","","","","","","","","","","","","","","","","","",7]
["SGL33B","10kW未満","B",33,360,11.88,9.9,9.9,1,1,5.4,5,5,4,4,4.5,5,5,5,"","","","","","","","","","","","","","","","","","","","","",7]
["SGL34B","10kW未満","B",34,360,12.24,9.9,9.9,1,1,5.4,5,5,5,4,4.5,5,5,5,"","","","","","","","","","","","","","","","","","","","","",7]
["SGH33B","10kW以上","B",33,360,11.88,10.8,10.8,2,"",5.4,5,4,4,4,5.4,4,4,4,4,"","","","","","","","","","","","","","","","","","","","",8]
["SGH34B","10kW以上","B",34,360,12.24,10.8,10.8,2,"",5.4,5,4,4,4,5.4,5,4,4,4,"","","","","","","","","","","","","","","","","","","","",8]
["SGH35B","10kW以上","B",35,360,12.6,10.8,10.8,2,"",5.4,5,5,4,4,5.4,5,4,4,4,"","","","","","","","","","","","","","","","","","","","",8]
["SGH36B","10kW以上","B",36,360,12.96,10.8,10.8,2,"",5.4,5,5,4,4,5.4,5,5,4,4,"","","","","","","","","","","","","","","","","","","","",8]
["SGH42B","10kW以上","B",42,360,15.12,13.5,13.5,"",3,4.5,5,5,4,"",4.5,5,5,4,"",4.5,5,5,4,"","","","","","","","","","","","","","","","",9]
["SGH43B","10kW以上","B",43,360,15.48,13.5,13.5,"",3,4.5,5,5,5,"",4.5,5,5,4,"",4.5,5,5,4,"","","","","","","","","","","","","","","","",9]
["SGH44B","10kW以上","B",44,360,15.84,13.5,13.5,"",3,4.5,5,5,5,"",4.5,5,5,5,"",4.5,5,5,4,"","","","","","","","","","","","","","","","",9]
["SGH45B","10kW以上","B",45,360,16.2,13.5,13.5,"",3,4.5,5,5,5,"",4.5,5,5,5,"",4.5,5,5,5,"","","","","","","","","","","","","","","","",9]
["SGH46B","10kW以上","B",46,360,16.559999999999999,14.4,14.4,1,2,5.4,5,5,4,4,4.5,5,5,4,"",4.5,5,5,4,"","","","","","","","","","","","","","","","",10]
["SGH47B","10kW以上","B",47,360,16.920000000000002,14.4,14.4,1,2,5.4,5,5,4,4,4.5,5,5,5,"",4.5,5,5,4,"","","","","","","","","","","","","","","","",10]
["SGH48B","10kW以上","B",48,360,17.28,14.4,14.4,1,2,5.4,5,5,4,4,4.5,5,5,5,"",4.5,5,5,5,"","","","","","","","","","","","","","","","",10]
["SGH49B","10kW以上","B",49,360,17.64,15.3,15.3,2,1,5.4,5,5,4,4,5.4,5,4,4,4,4.5,5,5,4,"","","","","","","","","","","","","","","","",11]
["SGH50B","10kW以上","B",50,360,18,15.3,15.3,2,1,5.4,5,5,4,4,5.4,5,5,4,4,4.5,5,5,4,"","","","","","","","","","","","","","","","",11]
["SGH51B","10kW以上","B",51,360,18.36,15.3,15.3,2,1,5.4,5,5,4,4,5.4,5,5,4,4,4.5,5,5,5,"","","","","","","","","","","","","","","","",11]
["SGH52B","10kW以上","B",52,360,18.72,16.200000000000003,16.2,3,"",5.4,5,5,4,4,5.4,5,4,4,4,5.4,5,4,4,4,"","","","","","","","","","","","","","","",12]
["SGH53B","10kW以上","B",53,360,19.079999999999998,16.200000000000003,16.2,3,"",5.4,5,5,4,4,5.4,5,5,4,4,5.4,5,4,4,4,"","","","","","","","","","","","","","","",12]
["SGH54B","10kW以上","B",54,360,19.440000000000001,16.200000000000003,16.2,3,"",5.4,5,5,4,4,5.4,5,5,4,4,5.4,5,5,4,4,"","","","","","","","","","","","","","","",12]
["SGH58B","10kW以上","B",58,360,20.88,18.899999999999999,18.899999999999999,1,3,5.4,5,4,4,4,4.5,5,5,4,"",4.5,5,5,4,"",4.5,5,"",4,4,"","","","","","","","","","",13]
["SGH59B","10kW以上","B",59,360,21.24,18.899999999999999,18.899999999999999,1,3,5.4,5,4,4,4,4.5,5,5,4,"",4.5,5,5,4,"",4.5,5,5,4,"","","","","","","","","","","",13]
["SGH60B","10kW以上","B",60,360,21.6,18.899999999999999,18.899999999999999,1,3,5.4,5,5,4,4,4.5,5,5,4,"",4.5,5,5,4,"",4.5,5,5,4,"","","","","","","","","","","",13]
["SGH61B","10kW以上","B",61,360,21.96,18.899999999999999,18.899999999999999,1,3,5.4,5,5,4,4,4.5,5,5,5,"",4.5,5,5,4,"",4.5,5,5,4,"","","","","","","","","","","",13]
["SGH62B","10kW以上","B",62,360,22.32,18.899999999999999,18.899999999999999,1,3,5.4,5,5,4,4,4.5,5,5,5,"",4.5,5,5,5,"",4.5,5,5,4,"","","","","","","","","","","",13]
["SGH63B","10kW以上","B",63,360,22.68,18.899999999999999,18.899999999999999,1,3,5.4,5,5,4,4,4.5,5,5,5,"",4.5,5,5,5,"",4.5,5,5,5,"","","","","","","","","","","",13]
["SGH64B","10kW以上","B",64,360,23.04,19.8,19.8,2,2,5.4,5,5,4,4,5.4,5,5,4,4,4.5,5,5,4,"",4.5,5,5,4,"","","","","","","","","","","",14]
["SGH65B","10kW以上","B",65,360,23.4,19.8,19.8,2,2,5.4,5,5,4,4,5.4,5,5,4,4,4.5,5,5,5,"",4.5,5,5,4,"","","","","","","","","","","",14]
["SGH66B","10kW以上","B",66,360,23.76,19.8,19.8,2,2,5.4,5,5,4,4,5.4,5,5,4,4,4.5,5,5,5,"",4.5,5,5,5,"","","","","","","","","","","",14]
["SGH67B","10kW以上","B",67,360,24.12,20.700000000000003,20.7,3,1,5.4,5,5,4,4,5.4,5,5,4,4,5.4,5,4,4,4,4.5,5,5,4,"","","","","","","","","","","",15]
["SGH68B","10kW以上","B",68,360,24.48,20.700000000000003,20.7,3,1,5.4,5,5,4,4,5.4,5,5,4,4,5.4,5,5,4,4,4.5,5,5,4,"","","","","","","","","","","",15]
["SGH69B","10kW以上","B",69,360,24.84,20.700000000000003,20.7,3,1,5.4,5,5,4,4,5.4,5,5,4,4,5.4,5,5,4,4,4.5,5,5,5,"","","","","","","","","","","",15]
["SGH70B","10kW以上","B",70,360,25.2,21.6,21.6,4,"",5.4,5,5,4,4,5.4,5,5,4,4,5.4,5,4,4,4,5.4,5,4,4,4,"","","","","","","","","","",16]
["SGH71B","10kW以上","B",71,360,25.56,21.6,21.6,4,"",5.4,5,5,4,4,5.4,5,5,4,4,5.4,5,5,4,4,5.4,5,4,4,4,"","","","","","","","","","",16]
["SGH72B","10kW以上","B",72,360,25.92,21.6,21.6,4,"",5.4,5,5,4,4,5.4,5,5,4,4,5.4,5,5,4,4,5.4,5,5,4,4,"","","","","","","","","","",16]
["SGH75B","10kW以上","B",75,360,27,24.3,24.3,2,3,5.4,5,4,4,4,5.4,5,4,4,4,4.5,5,5,4,"",4.5,5,5,4,"",4.5,5,"",4,4,"","","","","",17]
["SGH76B","10kW以上","B",76,360,27.36,24.3,24.3,2,3,5.4,5,4,4,4,5.4,5,4,4,4,4.5,5,5,4,"",4.5,5,5,4,"",4.5,5,5,4,"","","","","","",17]
["SGH77B","10kW以上","B",77,360,27.72,24.3,24.3,2,3,5.4,5,5,4,4,5.4,5,4,4,4,4.5,5,5,4,"",4.5,5,5,4,"",4.5,5,5,4,"","","","","","",17]
["SGH78B","10kW以上","B",78,360,28.08,24.3,24.3,2,3,5.4,5,5,4,4,5.4,5,5,4,4,4.5,5,5,4,"",4.5,5,5,4,"",4.5,5,5,4,"","","","","","",17]
["SGH79B","10kW以上","B",79,360,28.44,24.3,24.3,2,3,5.4,5,5,4,4,5.4,5,5,4,4,4.5,5,5,5,"",4.5,5,5,4,"",4.5,5,5,4,"","","","","","",17]
["SGH80B","10kW以上","B",80,360,28.8,24.3,24.3,2,3,5.4,5,5,4,4,5.4,5,5,4,4,4.5,5,5,5,"",4.5,5,5,5,"",4.5,5,5,4,"","","","","","",17]
["SGH81B","10kW以上","B",81,360,29.16,24.3,24.3,2,3,5.4,5,5,4,4,5.4,5,5,4,4,4.5,5,5,5,"",4.5,5,5,5,"",4.5,5,5,5,"","","","","","",17]
["SGH82B","10kW以上","B",82,360,29.52,25.200000000000003,25.2,3,2,5.4,5,5,4,4,5.4,5,5,4,4,5.4,5,5,4,4,4.5,5,5,4,"",4.5,5,5,4,"","","","","","",18]
["SGH83B","10kW以上","B",83,360,29.88,25.200000000000003,25.2,3,2,5.4,5,5,4,4,5.4,5,5,4,4,5.4,5,5,4,4,4.5,5,5,5,"",4.5,5,5,4,"","","","","","",18]
["SGH84B","10kW以上","B",84,360,30.24,25.200000000000003,25.2,3,2,5.4,5,5,4,4,5.4,5,5,4,4,5.4,5,5,4,4,4.5,5,5,5,"",4.5,5,5,5,"","","","","","",18]
["SGH85B","10kW以上","B",85,360,30.6,26.1,26.1,4,1,5.4,5,5,4,4,5.4,5,5,4,4,5.4,5,5,4,4,5.4,5,4,4,4,4.5,5,5,4,"","","","","","",19]
["SGH86B","10kW以上","B",86,360,30.96,26.1,26.1,4,1,5.4,5,5,4,4,5.4,5,5,4,4,5.4,5,5,4,4,5.4,5,5,4,4,4.5,5,5,4,"","","","","","",19]
["SGH87B","10kW以上","B",87,360,31.32,26.1,26.1,4,1,5.4,5,5,4,4,5.4,5,5,4,4,5.4,5,5,4,4,5.4,5,5,4,4,4.5,5,5,5,"","","","","","",19]
["SGH88B","10kW以上","B",88,360,31.68,27,27,5,"",5.4,5,5,4,4,5.4,5,5,4,4,5.4,5,5,4,4,5.4,5,4,4,4,5.4,5,4,4,4,"","","","","",20]
["SGH89B","10kW以上","B",89,360,32.04,27,27,5,"",5.4,5,5,4,4,5.4,5,5,4,4,5.4,5,5,4,4,5.4,5,5,4,4,5.4,5,4,4,4,"","","","","",20]
["SGH90B","10kW以上","B",90,360,32.4,27,27,5,"",5.4,5,5,4,4,5.4,5,5,4,4,5.4,5,5,4,4,5.4,5,5,4,4,5.4,5,5,4,4,"","","","","",20]
["SGH91B","10kW以上","B",91,360,32.76,29.700000000000003,29.7,3,3,5.4,5,4,4,4,5.4,5,4,4,4,5.4,5,4,4,4,4.5,5,5,4,"",4.5,5,"",4,4,4.5,5,"",4,4,21]
["SGH92B","10kW以上","B",92,360,33.119999999999997,29.700000000000003,29.7,3,3,5.4,5,4,4,4,5.4,5,4,4,4,5.4,5,4,4,4,4.5,5,5,4,"",4.5,5,5,4,"",4.5,5,"",4,4,21]
["SGH93B","10kW以上","B",93,360,33.479999999999997,29.700000000000003,29.7,3,3,5.4,5,4,4,4,5.4,5,4,4,4,5.4,5,4,4,4,4.5,5,5,4,"",4.5,5,5,4,"",4.5,5,5,4,"",21]
["SGH94B","10kW以上","B",94,360,33.840000000000003,29.700000000000003,29.7,3,3,5.4,5,5,4,4,5.4,5,4,4,4,5.4,5,4,4,4,4.5,5,5,4,"",4.5,5,5,4,"",4.5,5,5,4,"",21]
["SGH95B","10kW以上","B",95,360,34.200000000000003,29.700000000000003,29.7,3,3,5.4,5,5,4,4,5.4,5,5,4,4,5.4,5,4,4,4,4.5,5,5,4,"",4.5,5,5,4,"",4.5,5,5,4,"",21]
["SGH96B","10kW以上","B",96,360,34.56,29.700000000000003,29.7,3,3,5.4,5,5,4,4,5.4,5,5,4,4,5.4,5,5,4,4,4.5,5,5,4,"",4.5,5,5,4,"",4.5,5,5,4,"",21]
["SGH97B","10kW以上","B",97,360,34.92,29.700000000000003,29.7,3,3,5.4,5,5,4,4,5.4,5,5,4,4,5.4,5,5,4,4,4.5,5,5,5,"",4.5,5,5,4,"",4.5,5,5,4,"",21]
["SGH98B","10kW以上","B",98,360,35.28,29.700000000000003,29.7,3,3,5.4,5,5,4,4,5.4,5,5,4,4,5.4,5,5,4,4,4.5,5,5,5,"",4.5,5,5,5,"",4.5,5,5,4,"",21]
["SGH99B","10kW以上","B",99,360,35.64,29.700000000000003,29.7,3,3,5.4,5,5,4,4,5.4,5,5,4,4,5.4,5,5,4,4,4.5,5,5,5,"",4.5,5,5,5,"",4.5,5,5,5,"",21]
["SGH100B","10kW以上","B",100,360,36,30.6,30.6,4,2,5.4,5,5,4,4,5.4,5,5,4,4,5.4,5,5,4,4,5.4,5,5,4,4,4.5,5,5,4,"",4.5,5,5,4,"",22]
["SGH101B","10kW以上","B",101,360,36.36,30.6,30.6,4,2,5.4,5,5,4,4,5.4,5,5,4,4,5.4,5,5,4,4,5.4,5,5,4,4,4.5,5,5,5,"",4.5,5,5,4,"",22]
["SGH102B","10kW以上","B",102,360,36.72,30.6,30.6,4,2,5.4,5,5,4,4,5.4,5,5,4,4,5.4,5,5,4,4,5.4,5,5,4,4,4.5,5,5,5,"",4.5,5,5,5,"",22]
["SGH103B","10kW以上","B",103,360,37.08,31.5,31.5,5,1,5.4,5,5,4,4,5.4,5,5,4,4,5.4,5,5,4,4,5.4,5,5,4,4,5.4,5,4,4,4,4.5,5,5,4,"",23]
["SGH104B","10kW以上","B",104,360,37.44,31.5,31.5,5,1,5.4,5,5,4,4,5.4,5,5,4,4,5.4,5,5,4,4,5.4,5,5,4,4,5.4,5,5,4,4,4.5,5,5,4,"",23]
["SGH105B","10kW以上","B",105,360,37.799999999999997,31.5,31.5,5,1,5.4,5,5,4,4,5.4,5,5,4,4,5.4,5,5,4,4,5.4,5,5,4,4,5.4,5,5,4,4,4.5,5,5,5,"",23]
["SGH106B","10kW以上","B",106,360,38.159999999999997,32.400000000000006,32.4,6,"",5.4,5,5,4,4,5.4,5,5,4,4,5.4,5,5,4,4,5.4,5,5,4,4,5.4,5,4,4,4,5.4,5,4,4,4,24]
["SGH107B","10kW以上","B",107,360,38.520000000000003,32.400000000000006,32.4,6,"",5.4,5,5,4,4,5.4,5,5,4,4,5.4,5,5,4,4,5.4,5,5,4,4,5.4,5,5,4,4,5.4,5,4,4,4,24]
["SGH108B","10kW以上","B",108,360,38.880000000000003,32.400000000000006,32.4,6,"",5.4,5,5,4,4,5.4,5,5,4,4,5.4,5,5,4,4,5.4,5,5,4,4,5.4,5,5,4,4,5.4,5,5,4,4,24]
["SGL16A","10kW未満","A",16,360,5.76,4.5,4.5,"",1,4.5,4,4,4,4,"","","","","","","","","","","","","","","","","","","","","","","","","",4]
["SGL19A","10kW未満","A",19,360,6.84,5.4,5.4,1,"",5.4,5,5,5,4,"","","","","","","","","","","","","","","","","","","","","","","","","",4]
["SGL20A","10kW未満","A",20,360,7.2,5.4,5.4,1,"",5.4,5,5,5,5,"","","","","","","","","","","","","","","","","","","","","","","","","",4]
["SGL35A","10kW未満","A",35,360,12.6,9.9,9.9,1,1,5.4,5,5,5,4,4.5,4,4,4,4,"","","","","","","","","","","","","","","","","","","","",8]
["SGL36A","10kW未満","A",36,360,12.96,9.9,9.9,1,1,5.4,5,5,5,5,4.5,4,4,4,4,"","","","","","","","","","","","","","","","","","","","",8]
["SGH38A","10kW以上","A",38,360,13.68,10.8,10.8,2,"",5.4,5,5,5,4,5.4,5,5,5,4,"","","","","","","","","","","","","","","","","","","","",8]
["SGH39A","10kW以上","A",39,360,14.04,10.8,10.8,2,"",5.4,5,5,5,5,5.4,5,5,5,4,"","","","","","","","","","","","","","","","","","","","",8]
["SGH40A","10kW以上","A",40,360,14.4,10.8,10.8,2,"",5.4,5,5,5,5,5.4,5,5,5,5,"","","","","","","","","","","","","","","","","","","","",8]
["SGH47A","10kW以上","A",47,360,16.920000000000002,13.5,13.5,"",3,4.5,4,4,4,4,4.5,4,4,4,4,4.5,5,5,5,"","","","","","","","","","","","","","","","",11]
["SGH48A","10kW以上","A",48,360,17.28,13.5,13.5,"",3,4.5,4,4,4,4,4.5,4,4,4,4,4.5,4,4,4,4,"","","","","","","","","","","","","","","",12]
["SGH50A","10kW以上","A",50,360,18,14.4,14.4,1,2,5.4,5,5,5,5,4.5,5,5,5,"",4.5,5,5,5,"","","","","","","","","","","","","","","","",10]
["SGH51A","10kW以上","A",51,360,18.36,14.4,14.4,1,2,5.4,5,5,5,5,4.5,4,4,4,4,4.5,5,5,5,"","","","","","","","","","","","","","","","",11]
["SGH52A","10kW以上","A",52,360,18.72,14.4,14.4,1,2,5.4,5,5,5,5,4.5,4,4,4,4,4.5,4,4,4,4,"","","","","","","","","","","","","","","",12]
["SGH54A","10kW以上","A",54,360,19.440000000000001,15.3,15.3,2,1,5.4,5,5,5,5,5.4,5,5,5,4,4.5,5,5,5,"","","","","","","","","","","","","","","","",11]
["SGH55A","10kW以上","A",55,360,19.8,15.3,15.3,2,1,5.4,5,5,5,5,5.4,5,5,5,5,4.5,5,5,5,"","","","","","","","","","","","","","","","",11]
["SGH56A","10kW以上","A",56,360,20.16,15.3,15.3,2,1,5.4,5,5,5,5,5.4,5,5,5,5,4.5,4,4,4,4,"","","","","","","","","","","","","","","",12]
["SGH57A","10kW以上","A",57,360,20.52,16.200000000000003,16.2,3,"",5.4,5,5,5,4,5.4,5,5,5,4,5.4,5,5,5,4,"","","","","","","","","","","","","","","",12]
["SGH58A","10kW以上","A",58,360,20.88,16.200000000000003,16.2,3,"",5.4,5,5,5,5,5.4,5,5,5,4,5.4,5,5,5,4,"","","","","","","","","","","","","","","",12]
["SGH59A","10kW以上","A",59,360,21.24,16.200000000000003,16.2,3,"",5.4,5,5,5,5,5.4,5,5,5,5,5.4,5,5,5,4,"","","","","","","","","","","","","","","",12]
["SGH60A","10kW以上","A",60,360,21.6,16.200000000000003,16.2,3,"",5.4,5,5,5,5,5.4,5,5,5,5,5.4,5,5,5,5,"","","","","","","","","","","","","","","",12]
["SGH66A","10kW以上","A",66,360,23.76,18.899999999999999,18.899999999999999,1,3,5.4,5,5,5,5,4.5,4,4,4,4,4.5,5,5,5,"",4.5,5,5,5,"","","","","","","","","","","",14]
["SGH67A","10kW以上","A",67,360,24.12,18.899999999999999,18.899999999999999,1,3,5.4,5,5,5,5,4.5,4,4,4,4,4.5,4,4,4,4,4.5,5,5,5,"","","","","","","","","","","",15]
["SGH68A","10kW以上","A",68,360,24.48,18.899999999999999,18.899999999999999,1,3,5.4,5,5,5,5,4.5,4,4,4,4,4.5,4,4,4,4,4.5,4,4,4,4,"","","","","","","","","","",16]
["SGH69A","10kW以上","A",69,360,24.84,19.8,19.8,2,2,5.4,5,5,5,5,5.4,5,5,5,4,4.5,5,5,5,"",4.5,5,5,5,"","","","","","","","","","","",14]
["SGH70A","10kW以上","A",70,360,25.2,19.8,19.8,2,2,5.4,5,5,5,5,5.4,5,5,5,5,4.5,5,5,5,"",4.5,5,5,5,"","","","","","","","","","","",14]
["SGH71A","10kW以上","A",71,360,25.56,19.8,19.8,2,2,5.4,5,5,5,5,5.4,5,5,5,5,4.5,4,4,4,4,4.5,5,5,5,"","","","","","","","","","","",15]
["SGH72A","10kW以上","A",72,360,25.92,19.8,19.8,2,2,5.4,5,5,5,5,5.4,5,5,5,5,4.5,4,4,4,4,4.5,4,4,4,4,"","","","","","","","","","",16]
["SGH73A","10kW以上","A",73,360,26.28,20.700000000000003,20.7,3,1,5.4,5,5,5,5,5.4,5,5,5,4,5.4,5,5,5,4,4.5,5,5,5,"","","","","","","","","","","",15]
["SGH74A","10kW以上","A",74,360,26.64,20.700000000000003,20.7,3,1,5.4,5,5,5,5,5.4,5,5,5,5,5.4,5,5,5,4,4.5,5,5,5,"","","","","","","","","","","",15]
["SGH75A","10kW以上","A",75,360,27,20.700000000000003,20.7,3,1,5.4,5,5,5,5,5.4,5,5,5,5,5.4,5,5,5,5,4.5,5,5,5,"","","","","","","","","","","",15]
["SGH76A","10kW以上","A",76,360,27.36,20.700000000000003,20.7,3,1,5.4,5,5,5,5,5.4,5,5,5,5,5.4,5,5,5,5,4.5,4,4,4,4,"","","","","","","","","","",16]
["SGH77A","10kW以上","A",77,360,27.72,21.6,21.6,4,"",5.4,5,5,5,5,5.4,5,5,5,4,5.4,5,5,5,4,5.4,5,5,5,4,"","","","","","","","","","",16]
["SGH78A","10kW以上","A",78,360,28.08,21.6,21.6,4,"",5.4,5,5,5,5,5.4,5,5,5,5,5.4,5,5,5,4,5.4,5,5,5,4,"","","","","","","","","","",16]
["SGH79A","10kW以上","A",79,360,28.44,21.6,21.6,4,"",5.4,5,5,5,5,5.4,5,5,5,5,5.4,5,5,5,5,5.4,5,5,5,4,"","","","","","","","","","",16]
["SGH80A","10kW以上","A",80,360,28.8,21.6,21.6,4,"",5.4,5,5,5,5,5.4,5,5,5,5,5.4,5,5,5,5,5.4,5,5,5,5,"","","","","","","","","","",16]
["SGH85A","10kW以上","A",85,360,30.6,24.3,24.3,2,3,5.4,5,5,5,5,5.4,5,5,5,5,4.5,5,5,5,"",4.5,5,5,5,"",4.5,5,5,5,"","","","","","",17]
["SGH86A","10kW以上","A",86,360,30.96,24.3,24.3,2,3,5.4,5,5,5,5,5.4,5,5,5,5,4.5,4,4,4,4,4.5,5,5,5,"",4.5,5,5,5,"","","","","","",18]
["SGH87A","10kW以上","A",87,360,31.32,24.3,24.3,2,3,5.4,5,5,5,5,5.4,5,5,5,5,4.5,4,4,4,4,4.5,4,4,4,4,4.5,5,5,5,"","","","","","",19]
["SGH88A","10kW以上","A",88,360,31.68,24.3,24.3,2,3,5.4,5,5,5,5,5.4,5,5,5,5,4.5,4,4,4,4,4.5,4,4,4,4,4.5,4,4,4,4,"","","","","",20]
["SGH89A","10kW以上","A",89,360,32.04,25.200000000000003,25.2,3,2,5.4,5,5,5,5,5.4,5,5,5,5,5.4,5,5,5,4,4.5,5,5,5,"",4.5,5,5,5,"","","","","","",18]
["SGH90A","10kW以上","A",90,360,32.4,25.200000000000003,25.2,3,2,5.4,5,5,5,5,5.4,5,5,5,5,5.4,5,5,5,5,4.5,5,5,5,"",4.5,5,5,5,"","","","","","",18]
["SGH91A","10kW以上","A",91,360,32.76,25.200000000000003,25.2,3,2,5.4,5,5,5,5,5.4,5,5,5,5,5.4,5,5,5,5,4.5,4,4,4,4,4.5,5,5,5,"","","","","","",19]
["SGH92A","10kW以上","A",92,360,33.119999999999997,25.200000000000003,25.2,3,2,5.4,5,5,5,5,5.4,5,5,5,5,5.4,5,5,5,5,4.5,4,4,4,4,4.5,4,4,4,4,"","","","","",20]
["SGH93A","10kW以上","A",93,360,33.479999999999997,26.1,26.1,4,1,5.4,5,5,5,5,5.4,5,5,5,5,5.4,5,5,5,4,5.4,5,5,5,4,4.5,5,5,5,"","","","","","",19]
["SGH94A","10kW以上","A",94,360,33.840000000000003,26.1,26.1,4,1,5.4,5,5,5,5,5.4,5,5,5,5,5.4,5,5,5,5,5.4,5,5,5,4,4.5,5,5,5,"","","","","","",19]
["SGH95A","10kW以上","A",95,360,34.200000000000003,26.1,26.1,4,1,5.4,5,5,5,5,5.4,5,5,5,5,5.4,5,5,5,5,5.4,5,5,5,5,4.5,5,5,5,"","","","","","",19]
["SGH96A","10kW以上","A",96,360,34.56,26.1,26.1,4,1,5.4,5,5,5,5,5.4,5,5,5,5,5.4,5,5,5,5,5.4,5,5,5,5,4.5,4,4,4,4,"","","","","",20]
["SGH97A","10kW以上","A",97,360,34.92,27,27,5,"",5.4,5,5,5,5,5.4,5,5,5,5,5.4,5,5,5,4,5.4,5,5,5,4,5.4,5,5,5,4,"","","","","",20]
["SGH98A","10kW以上","A",98,360,35.28,27,27,5,"",5.4,5,5,5,5,5.4,5,5,5,5,5.4,5,5,5,5,5.4,5,5,5,4,5.4,5,5,5,4,"","","","","",20]
["SGH99A","10kW以上","A",99,360,35.64,27,27,5,"",5.4,5,5,5,5,5.4,5,5,5,5,5.4,5,5,5,5,5.4,5,5,5,5,5.4,5,5,5,4,"","","","","",20]
["SGH100A","10kW以上","A",100,360,36,27,27,5,"",5.4,5,5,5,5,5.4,5,5,5,5,5.4,5,5,5,5,5.4,5,5,5,5,5.4,5,5,5,5,"","","","","",20]
["SGH104A","10kW以上","A",104,360,37.44,29.700000000000003,29.7,3,3,5.4,5,5,5,5,5.4,5,5,5,5,5.4,5,5,5,4,4.5,5,5,5,"",4.5,5,5,5,"",4.5,5,5,5,"",21]
["SGH105A","10kW以上","A",105,360,37.799999999999997,29.700000000000003,29.7,3,3,5.4,5,5,5,5,5.4,5,5,5,5,5.4,5,5,5,5,4.5,5,5,5,"",4.5,5,5,5,"",4.5,5,5,5,"",21]
["SGH106A","10kW以上","A",106,360,38.159999999999997,29.700000000000003,29.7,3,3,5.4,5,5,5,5,5.4,5,5,5,5,5.4,5,5,5,5,4.5,4,4,4,4,4.5,5,5,5,"",4.5,5,5,5,"",22]
["SGH107A","10kW以上","A",107,360,38.520000000000003,29.700000000000003,29.7,3,3,5.4,5,5,5,5,5.4,5,5,5,5,5.4,5,5,5,5,4.5,4,4,4,4,4.5,4,4,4,4,4.5,5,5,5,"",23]
["SGH108A","10kW以上","A",108,360,38.880000000000003,29.700000000000003,29.7,3,3,5.4,5,5,5,5,5.4,5,5,5,5,5.4,5,5,5,5,4.5,4,4,4,4,4.5,4,4,4,4,4.5,4,4,4,4,24]
["SGH109A","10kW以上","A",109,360,39.24,30.6,30.6,4,2,5.4,5,5,5,5,5.4,5,5,5,5,5.4,5,5,5,5,5.4,5,5,5,4,4.5,5,5,5,"",4.5,5,5,5,"",22]
["SGH110A","10kW以上","A",110,360,39.6,30.6,30.6,4,2,5.4,5,5,5,5,5.4,5,5,5,5,5.4,5,5,5,5,5.4,5,5,5,5,4.5,5,5,5,"",4.5,5,5,5,"",22]
["SGH111A","10kW以上","A",111,360,39.96,30.6,30.6,4,2,5.4,5,5,5,5,5.4,5,5,5,5,5.4,5,5,5,5,5.4,5,5,5,5,4.5,4,4,4,4,4.5,5,5,5,"",23]
["SGH112A","10kW以上","A",112,360,40.32,30.6,30.6,4,2,5.4,5,5,5,5,5.4,5,5,5,5,5.4,5,5,5,5,5.4,5,5,5,5,4.5,4,4,4,4,4.5,4,4,4,4,24]
["SGH113A","10kW以上","A",113,360,40.68,31.5,31.5,5,1,5.4,5,5,5,5,5.4,5,5,5,5,5.4,5,5,5,5,5.4,5,5,5,4,5.4,5,5,5,4,4.5,5,5,5,"",23]
["SGH114A","10kW以上","A",114,360,41.04,31.5,31.5,5,1,5.4,5,5,5,5,5.4,5,5,5,5,5.4,5,5,5,5,5.4,5,5,5,5,5.4,5,5,5,4,4.5,5,5,5,"",23]
["SGH115A","10kW以上","A",115,360,41.4,31.5,31.5,5,1,5.4,5,5,5,5,5.4,5,5,5,5,5.4,5,5,5,5,5.4,5,5,5,5,5.4,5,5,5,5,4.5,5,5,5,"",23]
["SGH116A","10kW以上","A",116,360,41.76,31.5,31.5,5,1,5.4,5,5,5,5,5.4,5,5,5,5,5.4,5,5,5,5,5.4,5,5,5,5,5.4,5,5,5,5,4.5,4,4,4,4,24]
["SGH117A","10kW以上","A",117,360,42.12,32.400000000000006,32.4,6,"",5.4,5,5,5,5,5.4,5,5,5,5,5.4,5,5,5,5,5.4,5,5,5,4,5.4,5,5,5,4,5.4,5,5,5,4,24]
["SGH118A","10kW以上","A",118,360,42.48,32.400000000000006,32.4,6,"",5.4,5,5,5,5,5.4,5,5,5,5,5.4,5,5,5,5,5.4,5,5,5,5,5.4,5,5,5,4,5.4,5,5,5,4,24]
["SGH119A","10kW以上","A",119,360,42.84,32.400000000000006,32.4,6,"",5.4,5,5,5,5,5.4,5,5,5,5,5.4,5,5,5,5,5.4,5,5,5,5,5.4,5,5,5,5,5.4,5,5,5,4,24]
["SGH120A","10kW以上","A",120,360,43.2,32.400000000000006,32.4,6,"",5.4,5,5,5,5,5.4,5,5,5,5,5.4,5,5,5,5,5.4,5,5,5,5,5.4,5,5,5,5,5.4,5,5,5,5,24]

{"sheet":"オムロン_プラン表","index":4,"n_rows":2582,"n_cols":48,"rows_kept":2250,"cut":true,"hidden":true,"merged":[[3,40,5,40],[4,10,5,10],[4,11,4,14],[4,15,5,15],[4,16,4,19],[4,20,5,20],[4,21,4,24],[4,25,5,25],[3,25,3,29],[4,26,4,29],[4,30,5,30],[4,31,4,34],[4,35,5,35],[4,36,4,39],[3,30,3,34],[3,35,3,39],[3,7,5,7],[3,8,4,9],[3,10,3,14],[3,15,3,19],[3,20,3,24],[3,6,5,6],[3,0,5,0],[3,1,5,1],[3,2,5,2],[3,3,5,3],[3,4,5,5]],"bounds":{"rows_first":1000,"rows_last":250,"rows_between":1000,"halvings":1}}
[1,2,3,4,5,6,7,8,9,10,11,12,13,14,15,16,17,18,19,20,21,22,23,24,25,26,27,28,29,30,31,32,33,34,35,36,37,38,39,40,41,42,43,44,45,46,47,48]
[{"$f":"\"O\"&IF(E2=310,\"A\",IF(E2=325,\"B\",IF(E2=345,\"C\",IF(E2=285,\"D\",IF(E2=280,\"E\",IF(E2=300,\"F\",IF(E2=360,\"G\",\"NG\")))))))&IF(B2=\"10kW未満\",\"L\",IF(B2=\"10kW以上\",\"H\",\"NG\"))&D2&C2","v":"OGL120A"},"10kW未満","A",120,360,{"$f":"IF(COUNTIF($A$8:$A$2582,$A2)<>1,0,IF(VLOOKUP($A2,$A$8:$AO$2582,F$1,FALSE)=\"\",0,VLOOKUP($A2,$A$8:$AO$2582,F$1,FALSE)))","v":0},{"$f":"IF(COUNTIF($A$8:$A$2582,$A2)<>1,0,IF(VLOOKUP($A2,$A$8:$AO$2582,G$1,FALSE)=\"\",0,VLOOKUP($A2,$A$8:$AO$2582,G$1,FALSE)))","v":0},0,0,0,0,0,0,0,0,0,0,0,0,0,0,0,0,0,0,0,0,0,0,0,0,0,0,0,0,0,0,0,0,0,0,null,null,{"$f":"IF(COUNTIF($AQ$8:$AQ$897,\"O\"&IF($E2=310,\"A\",IF($E2=325,\"B\",IF($E2=345,\"C\",IF($E2=285,\"D\",IF($E2=280,\"E\",IF($E2=300,\"F\",IF($E2=360,\"G\",\"NG\")))))))&IF($B2=\"10kW未満\",\"L\",IF($B2=\"10kW以上\",\"H\",\"NG\"))&$D2)=0,\"\",IF(VLOOKUP(\"O\"&IF($E2=310,\"A\",IF($E2=325,\"B\",IF($E2=345,\"C\",IF($E2=285,\"D\",IF($E2=280,\"E\",IF($E2=300,\"F\",IF($E2=360,\"G\",\"NG\")))))))&IF($B2=\"10kW未満\",\"L\",IF($B2=\"10kW以上\",\"H\",\"NG\"))&$D2,$AQ$8:$AV$897,AR$6,FALSE)=\"\",\"\",VLOOKUP(\"O\"&IF($E2=310,\"A\",IF($E2=325,\"B\",IF($E2=345,\"C\",IF($E2=285,\"D\",IF($E2=280,\"E\",IF($E2=300,\"F\",IF($E2=360,\"G\",\"NG\")))))))&IF($B2=\"10kW未満\",\"L\",IF($B2=\"10kW以上\",\"H\",\"NG\"))&$D2,$AQ$8:$AV$897,AR$6,FALSE)))","v":""},{"$f":"IF(COUNTIF($AQ$8:$AQ$897,\"O\"&IF($E2=310,\"A\",IF($E2=325,\"B\",IF($E2=345,\"C\",IF($E2=285,\"D\",IF($E2=280,\"E\",IF($E2=300,\"F\",IF($E2=360,\"G\",\"NG\")))))))&IF($B2=\"10kW未満\",\"L\",IF($B2=\"10kW以上\",\"H\",\"NG\"))&$D2)=0,\"\",IF(VLOOKUP(\"O\"&IF($E2=310,\"A\",IF($E2=325,\"B\",IF($E2=345,\"C\",IF($E2=285,\"D\",IF($E2=280,\"E\",IF($E2=300,\"F\",IF($E2=360,\"G\",\"NG\")))))))&IF($B2=\"10kW未満\",\"L\",IF($B2=\"10kW以上\",\"H\",\"NG\"))&$D2,$AQ$8:$AV$897,AS$6,FALSE)=\"\",\"\",VLOOKUP(\"O\"&IF($E2=310,\"A\",IF($E2=325,\"B\",IF($E2=345,\"C\",IF($E2=285,\"D\",IF($E2=280,\"E\",IF($E2=300,\"F\",IF($E2=360,\"G\",\"NG\")))))))&IF($B2=\"10kW未満\",\"L\",IF($B2=\"10kW以上\",\"H\",\"NG\"))&$D2,$AQ$8:$AV$897,AS$6,FALSE)))","v":""},"","",""]
[{"$f":"\"O\"&IF(E3=310,\"A\",IF(E3=325,\"B\",IF(E3=345,\"C\",IF(E3=285,\"D\",IF(E3=280,\"E\",IF(E3=300,\"F\",IF(E3=360,\"G\",\"NG\")))))))&IF(B3=\"10kW未満\",\"L\",IF(B3=\"10kW以上\",\"H\",\"NG\"))&D3&C3","v":"OGL15C"},"10kW未満","C",15,360,{"$f":"IF(COUNTIF($A$8:$A$2582,$A3)<>1,0,IF(VLOOKUP($A3,$A$8:$AO$2582,F$1,FALSE)=\"\",0,VLOOKUP($A3,$A$8:$AO$2582,F$1,FALSE)))","v":5.4},5.5,5.4,1,0,5.5,5,5,5,0,0,0,0,0,0,0,0,0,0,0,0,0,0,0,0,0,0,0,0,0,0,0,0,0,0,3,null,null,{"$f":"IF(COUNTIF($AQ$8:$AQ$897,\"O\"&IF($E3=310,\"A\",IF($E3=325,\"B\",IF($E3=345,\"C\",IF($E3=285,\"D\",IF($E3=280,\"E\",IF($E3=300,\"F\",IF($E3=360,\"G\",\"NG\")))))))&IF($B3=\"10kW未満\",\"L\",IF($B3=\"10kW以上\",\"H\",\"NG\"))&$D3)=0,\"\",IF(VLOOKUP(\"O\"&IF($E3=310,\"A\",IF($E3=325,\"B\",IF($E3=345,\"C\",IF($E3=285,\"D\",IF($E3=280,\"E\",IF($E3=300,\"F\",IF($E3=360,\"G\",\"NG\")))))))&IF($B3=\"10kW未満\",\"L\",IF($B3=\"10kW以上\",\"H\",\"NG\"))&$D3,$AQ$8:$AV$897,AR$6,FALSE)=\"\",\"\",VLOOKUP(\"O\"&IF($E3=310,\"A\",IF($E3=325,\"B\",IF($E3=345,\"C\",IF($E3=285,\"D\",IF($E3=280,\"E\",IF($E3=300,\"F\",IF($E3=360,\"G\",\"NG\")))))))&IF($B3=\"10kW未満\",\"L\",IF($B3=\"10kW以上\",\"H\",\"NG\"))&$D3,$AQ$8:$AV$897,AR$6,FALSE)))","v":""},1,1,"",""]
["検索用","出力分類","プラン","ﾓｼﾞｭｰﾙ\n枚数",null,null,"PCS","認定出力","PCS\n【オムロン】",null,"PCS1",null,null,null,null,"PCS2",null,null,null,null,"PCS3",null,null,null,null,"PCS4",null,null,null,null,"PCS5",null,null,null,null,"PCS6",null,null,null,null,"ﾓｼﾞｭｰﾙ～PCS\n接続ｹｰﾌﾞﾙ"]
[null,null,null,null,null,null,null,null,null,null,"kW","差込口",null,null,null,"kW","差込口",null,null,null,"kW","差込口",null,null,null,"kW","差込口",null,null,null,"kW","差込口",null,null,null,"kW","差込口"]
[null,null,null,null,null,null,null,null,5.5,4.8,null,1,2,3,4,null,1,2,3,4,null,1,2,3,4,null,1,2,3,4,null,1,2,3,4,null,1,2,3,4,null,null,1,2,3,4,5,6]
["-","-","枚","枚","出力","kW","kW","kW","台","台",null,null,null,null,null,null,null,null,null,null,null,null,null,null,null,null,null,null,null,null,null,null,null,null,null,null,null,null,null,null,"セット",null,null,"A","B","C","D","E"]
["OAL12E","10kW未満","E",12,310,3.72,4.8,3.7,"",1,4.8,6,"",6,"","","","","","","","","","","","","","","","","","","","","","","","","","",2,null,"OAL12","","","","",1]
["OAL13E","10kW未満","E",13,310,4.03,4.8,4,"",1,4.8,7,"",6,"","","","","","","","","","","","","","","","","","","","","","","","","","",2,null,"OAL13","","","","",1]
["OAL14E","10kW未満","E",14,310,4.34,5.5,4.3,1,"",5.5,7,"",7,"","","","","","","","","","","","","","","","","","","","","","","","","","",2,null,"OAL14","","","",1,1]
["OAL15E","10kW未満","E",15,310,4.6500000000000004,5.5,4.5999999999999996,1,"",5.5,8,"",7,"","","","","","","","","","","","","","","","","","","","","","","","","","",2,null,"OAL15","","",1,"",1]
["OAL22E","10kW未満","E",22,310,6.82,9.6,6.8,"",2,4.8,6,"",5,"",4.8,6,"",5,"","","","","","","","","","","","","","","","","","","","","",4,null,"OAL16","","",1,1,""]
["OAL23E","10kW未満","E",23,310,7.13,9.6,7.1,"",2,4.8,6,"",6,"",4.8,6,"",5,"","","","","","","","","","","","","","","","","","","","","",4,null,"OAL17","","",1,"",""]
["OAL24E","10kW未満","E",24,310,7.44,9.6,7.4,"",2,4.8,6,"",6,"",4.8,6,"",6,"","","","","","","","","","","","","","","","","","","","","",4,null,"OAL18","",1,1,"",""]
["OAL25E","10kW未満","E",25,310,7.75,9.6,7.7,"",2,4.8,7,"",6,"",4.8,6,"",6,"","","","","","","","","","","","","","","","","","","","","",4,null,"OAL19","",1,1,"",""]
["OAL26E","10kW未満","E",26,310,8.06,9.6,8,"",2,4.8,7,"",6,"",4.8,7,"",6,"","","","","","","","","","","","","","","","","","","","","",4,null,"OAL20",1,1,"","",""]
["OAL27E","10kW未満","E",27,310,8.3699999999999992,10.3,8.3000000000000007,1,1,5.5,8,"",7,"",4.8,6,"",6,"","","","","","","","","","","","","","","","","","","","","",4,null,"OAL21",1,1,"","",""]
["OAL28E","10kW未満","E",28,310,8.68,10.3,8.6,1,1,5.5,8,"",7,"",4.8,7,"",6,"","","","","","","","","","","","","","","","","","","","","",4,null,"OAL22",1,1,"","",1]
["OAL29E","10kW未満","E",29,310,8.99,11,8.9,2,"",5.5,8,"",7,"",5.5,7,"",7,"","","","","","","","","","","","","","","","","","","","","",4,null,"OAL23",1,"","","",1]
["OAL30E","10kW未満","E",30,310,9.3000000000000007,11,9.3000000000000007,2,"",5.5,8,"",7,"",5.5,8,"",7,"","","","","","","","","","","","","","","","","","","","","",4,null,"OAL24",1,"","","",1]
["OAH33E","10kW以上","E",33,310,10.23,14.399999999999999,10.199999999999999,"",3,4.8,6,"",5,"",4.8,6,"",5,"",4.8,6,"",5,"","","","","","","","","","","","","","","","",6,null,"OAL25",1,"","","",1]
["OAH34E","10kW以上","E",34,310,10.54,14.399999999999999,10.5,"",3,4.8,6,"",6,"",4.8,6,"",5,"",4.8,6,"",5,"","","","","","","","","","","","","","","","",6,null,"OAL26","","","","",1]
["OAH35E","10kW以上","E",35,310,10.85,14.399999999999999,10.8,"",3,4.8,6,"",6,"",4.8,6,"",6,"",4.8,6,"",5,"","","","","","","","","","","","","","","","",6,null,"OAL27","","","",1,1]
["OAH36E","10kW以上","E",36,310,11.16,14.399999999999999,11.1,"",3,4.8,6,"",6,"",4.8,6,"",6,"",4.8,6,"",6,"","","","","","","","","","","","","","","","",6,null,"OAL28","","","",1,1]
["OAH37E","10kW以上","E",37,310,11.47,14.399999999999999,11.4,"",3,4.8,7,"",6,"",4.8,6,"",6,"",4.8,6,"",6,"","","","","","","","","","","","","","","","",6,null,"OAL29","","",1,1,1]
["OAH38E","10kW以上","E",38,310,11.78,14.399999999999999,11.7,"",3,4.8,7,"",6,"",4.8,7,"",6,"",4.8,6,"",6,"","","","","","","","","","","","","","","","",6,null,"OAL30","","",1,1,1]
["OAH39E","10kW以上","E",39,310,12.09,14.399999999999999,12,"",3,4.8,7,"",6,"",4.8,7,"",6,"",4.8,7,"",6,"","","","","","","","","","","","","","","","",6,null,"OAL31","","",1,1,""]
["OAH40E","10kW以上","E",40,310,12.4,15.1,12.4,1,2,5.5,8,"",7,"",4.8,7,"",6,"",4.8,6,"",6,"","","","","","","","","","","","","","","","",6,null,"OAL32","","",1,1,""]
["OAH41E","10kW以上","E",41,310,12.71,15.1,12.7,1,2,5.5,8,"",7,"",4.8,7,"",6,"",4.8,7,"",6,"","","","","","","","","","","","","","","","",6,null,"OAL33","","",1,"",""]
["OAH42E","10kW以上","E",42,310,13.02,15.8,13,2,1,5.5,8,"",7,"",5.5,8,"",7,"",4.8,6,"",6,"","","","","","","","","","","","","","","","",6,null,"OAL34","","",1,"",""]
["OAH43E","10kW以上","E",43,310,13.33,15.8,13.3,2,1,5.5,8,"",7,"",5.5,8,"",7,"",4.8,7,"",6,"","","","","","","","","","","","","","","","",6,null,"OAL35","",1,"","",""]
["OAH44E","10kW以上","E",44,310,13.64,16.5,13.6,3,"",5.5,8,"",7,"",5.5,8,"",7,"",5.5,7,"",7,"","","","","","","","","","","","","","","","",6,null,"OAL36","",1,"","",""]
["OAH45E","10kW以上","E",45,310,13.95,16.5,13.9,3,"",5.5,8,"",7,"",5.5,8,"",7,"",5.5,8,"",7,"","","","","","","","","","","","","","","","",6,null,"OAL37","",1,"","",""]
["OAH46E","10kW以上","E",46,310,14.26,19.899999999999999,14.2,1,3,5.5,7,"",6,"",4.8,6,"",5,"",4.8,6,"",5,"",4.8,6,"",5,"","","","","","","","","","","",8,null,"OAL38","",1,"","",""]
["OAH47E","10kW以上","E",47,310,14.57,19.899999999999999,14.5,1,3,5.5,7,"",7,"",4.8,6,"",5,"",4.8,6,"",5,"",4.8,6,"",5,"","","","","","","","","","","",8,null,"OAL39",1,"","","",""]
["OAH48E","10kW以上","E",48,310,14.88,19.899999999999999,14.8,1,3,5.5,7,"",7,"",4.8,6,"",6,"",4.8,6,"",5,"",4.8,6,"",5,"","","","","","","","","","","",8,null,"OAL40",1,"","","",""]
["OAH49E","10kW以上","E",49,310,15.19,19.899999999999999,15.1,1,3,5.5,7,"",7,"",4.8,6,"",6,"",4.8,6,"",6,"",4.8,6,"",5,"","","","","","","","","","","",8,null,"OAL41",1,"","","",""]
["OAH50E","10kW以上","E",50,310,15.5,19.899999999999999,15.5,1,3,5.5,7,"",7,"",4.8,6,"",6,"",4.8,6,"",6,"",4.8,6,"",6,"","","","","","","","","","","",8,null,"OAL42",1,"","","",""]
["OAH51E","10kW以上","E",51,310,15.81,19.899999999999999,15.8,1,3,5.5,8,"",7,"",4.8,6,"",6,"",4.8,6,"",6,"",4.8,6,"",6,"","","","","","","","","","","",8,null,"OAL43",1,"","","",""]
["OAH52E","10kW以上","E",52,310,16.12,19.899999999999999,16.100000000000001,1,3,5.5,8,"",7,"",4.8,7,"",6,"",4.8,6,"",6,"",4.8,6,"",6,"","","","","","","","","","","",8,null,"OAL44",1,"","","",""]
["OAH53E","10kW以上","E",53,310,16.43,19.899999999999999,16.399999999999999,1,3,5.5,8,"",7,"",4.8,7,"",6,"",4.8,7,"",6,"",4.8,6,"",6,"","","","","","","","","","","",8,null,"OAL45","","","","",""]
["OAH54E","10kW以上","E",54,310,16.739999999999998,19.899999999999999,16.7,1,3,5.5,8,"",7,"",4.8,7,"",6,"",4.8,7,"",6,"",4.8,7,"",6,"","","","","","","","","","","",8,null,"OAL46","","","","",""]
["OAH55E","10kW以上","E",55,310,17.05,20.6,17,2,2,5.5,8,"",7,"",5.5,8,"",7,"",4.8,7,"",6,"",4.8,6,"",6,"","","","","","","","","","","",8,null,"OAL47","","","","",""]
["OAH56E","10kW以上","E",56,310,17.36,20.6,17.3,2,2,5.5,8,"",7,"",5.5,8,"",7,"",4.8,7,"",6,"",4.8,7,"",6,"","","","","","","","","","","",8,null,"OAL48","","","","",""]
["OAH57E","10kW以上","E",57,310,17.670000000000002,21.3,17.600000000000001,3,1,5.5,8,"",7,"",5.5,8,"",7,"",5.5,8,"",7,"",4.8,6,"",6,"","","","","","","","","","","",8,null,"OBL12","","","","",1]
["OAH58E","10kW以上","E",58,310,17.98,21.3,17.899999999999999,3,1,5.5,8,"",7,"",5.5,8,"",7,"",5.5,8,"",7,"",4.8,7,"",6,"","","","","","","","","","","",8,null,"OBL13","","","",1,1]
["OAH59E","10kW以上","E",59,310,18.29,22,18.2,4,"",5.5,8,"",7,"",5.5,8,"",7,"",5.5,8,"",7,"",5.5,7,"",7,"","","","","","","","","","","",8,null,"OBL14","","","",1,1]
["OAH60E","10kW以上","E",60,310,18.600000000000001,22,18.600000000000001,4,"",5.5,8,"",7,"",5.5,8,"",7,"",5.5,8,"",7,"",5.5,8,"",7,"","","","","","","","","","","",8,null,"OBL15","","",1,1,""]
["OAH61E","10kW以上","E",61,310,18.91,25.4,18.899999999999999,2,3,5.5,7,"",7,"",5.5,7,"",7,"",4.8,6,"",5,"",4.8,6,"",5,"",4.8,6,"",5,"","","","","","",10,null,"OBL16","","",1,1,""]
["OAH62E","10kW以上","E",62,310,19.22,25.4,19.2,2,3,5.5,7,"",7,"",5.5,7,"",7,"",4.8,6,"",6,"",4.8,6,"",5,"",4.8,6,"",5,"","","","","","",10,null,"OBL17","",1,1,"",""]
["OAH63E","10kW以上","E",63,310,19.53,25.4,19.5,2,3,5.5,7,"",7,"",5.5,7,"",7,"",4.8,6,"",6,"",4.8,6,"",6,"",4.8,6,"",5,"","","","","","",10,null,"OBL18","",1,1,"",""]
["OAH64E","10kW以上","E",64,310,19.84,25.4,19.8,2,3,5.5,7,"",7,"",5.5,7,"",7,"",4.8,6,"",6,"",4.8,6,"",6,"",4.8,6,"",6,"","","","","","",10,null,"OBL19",1,1,"","",""]
["OAH65E","10kW以上","E",65,310,20.149999999999999,25.4,20.100000000000001,2,3,5.5,8,"",7,"",5.5,7,"",7,"",4.8,6,"",6,"",4.8,6,"",6,"",4.8,6,"",6,"","","","","","",10,null,"OBL20",1,1,"","",""]
["OAH66E","10kW以上","E",66,310,20.46,25.4,20.399999999999999,2,3,5.5,8,"",7,"",5.5,8,"",7,"",4.8,6,"",6,"",4.8,6,"",6,"",4.8,6,"",6,"","","","","","",10,null,"OBL21",1,1,"","",""]
["OAH67E","10kW以上","E",67,310,20.77,25.4,20.7,2,3,5.5,8,"",7,"",5.5,8,"",7,"",4.8,7,"",6,"",4.8,6,"",6,"",4.8,6,"",6,"","","","","","",10,null,"OBL22",1,"","","",1]
["OAH68E","10kW以上","E",68,310,21.08,25.4,21,2,3,5.5,8,"",7,"",5.5,8,"",7,"",4.8,7,"",6,"",4.8,7,"",6,"",4.8,6,"",6,"","","","","","",10,null,"OBL23",1,"","","",1]
["OAH69E","10kW以上","E",69,310,21.39,25.4,21.3,2,3,5.5,8,"",7,"",5.5,8,"",7,"",4.8,7,"",6,"",4.8,7,"",6,"",4.8,7,"",6,"","","","","","",10,null,"OBL24",1,"","","",1]
["OAH70E","10kW以上","E",70,310,21.7,26.1,21.7,3,2,5.5,8,"",7,"",5.5,8,"",7,"",5.5,8,"",7,"",4.8,7,"",6,"",4.8,6,"",6,"","","","","","",10,null,"OBL25","","","",1,1]
["OAH71E","10kW以上","E",71,310,22.01,26.1,22,3,2,5.5,8,"",7,"",5.5,8,"",7,"",5.5,8,"",7,"",4.8,7,"",6,"",4.8,7,"",6,"","","","","","",10,null,"OBL26","","","",1,1]
["OAH72E","10kW以上","E",72,310,22.32,26.8,22.3,4,1,5.5,8,"",7,"",5.5,8,"",7,"",5.5,8,"",7,"",5.5,8,"",7,"",4.8,6,"",6,"","","","","","",10,null,"OBL27","","","",1,1]
["OAH73E","10kW以上","E",73,310,22.63,26.8,22.6,4,1,5.5,8,"",7,"",5.5,8,"",7,"",5.5,8,"",7,"",5.5,8,"",7,"",4.8,7,"",6,"","","","","","",10,null,"OBL28","","","",1,1]
["OAH74E","10kW以上","E",74,310,22.94,27.5,22.9,5,"",5.5,8,"",7,"",5.5,8,"",7,"",5.5,8,"",7,"",5.5,8,"",7,"",5.5,7,"",7,"","","","","","",10,null,"OBL29","","",1,1,""]
["OAH75E","10kW以上","E",75,310,23.25,27.5,23.2,5,"",5.5,8,"",7,"",5.5,8,"",7,"",5.5,8,"",7,"",5.5,8,"",7,"",5.5,8,"",7,"","","","","","",10,null,"OBL30","","",1,1,""]
["OAH76E","10kW以上","E",76,310,23.56,30.9,23.5,3,3,5.5,7,"",7,"",5.5,7,"",7,"",5.5,7,"",7,"",4.8,6,"",6,"",4.8,6,"",5,"",4.8,6,"",5,"",12,null,"OBL31","","",1,"",""]
["OAH77E","10kW以上","E",77,310,23.87,30.9,23.8,3,3,5.5,7,"",7,"",5.5,7,"",7,"",5.5,7,"",7,"",4.8,6,"",6,"",4.8,6,"",6,"",4.8,6,"",5,"",12,null,"OBL32","","",1,"",""]
["OAH78E","10kW以上","E",78,310,24.18,30.9,24.1,3,3,5.5,7,"",7,"",5.5,7,"",7,"",5.5,7,"",7,"",4.8,6,"",6,"",4.8,6,"",6,"",4.8,6,"",6,"",12,null,"OBL33","",1,"","",""]
["OAH79E","10kW以上","E",79,310,24.49,30.9,24.4,3,3,5.5,8,"",7,"",5.5,7,"",7,"",5.5,7,"",7,"",4.8,6,"",6,"",4.8,6,"",6,"",4.8,6,"",6,"",12,null,"OBL34","",1,"","",""]
["OAH80E","10kW以上","E",80,310,24.8,30.9,24.8,3,3,5.5,8,"",7,"",5.5,8,"",7,"",5.5,7,"",7,"",4.8,6,"",6,"",4.8,6,"",6,"",4.8,6,"",6,"",12,null,"OBL35","",1,"","",""]
["OAH81E","10kW以上","E",81,310,25.11,30.9,25.1,3,3,5.5,8,"",7,"",5.5,8,"",7,"",5.5,8,"",7,"",4.8,6,"",6,"",4.8,6,"",6,"",4.8,6,"",6,"",12,null,"OBL36","",1,"","",""]
["OAH82E","10kW以上","E",82,310,25.42,30.9,25.4,3,3,5.5,8,"",7,"",5.5,8,"",7,"",5.5,8,"",7,"",4.8,7,"",6,"",4.8,6,"",6,"",4.8,6,"",6,"",12,null,"OBL37",1,"","","",""]
["OAH83E","10kW以上","E",83,310,25.73,30.9,25.7,3,3,5.5,8,"",7,"",5.5,8,"",7,"",5.5,8,"",7,"",4.8,7,"",6,"",4.8,7,"",6,"",4.8,6,"",6,"",12,null,"OBL38",1,"","","",""]
["OAH84E","10kW以上","E",84,310,26.04,30.9,26,3,3,5.5,8,"",7,"",5.5,8,"",7,"",5.5,8,"",7,"",4.8,7,"",6,"",4.8,7,"",6,"",4.8,7,"",6,"",12,null,"OBL39",1,"","","",""]
["OAH85E","10kW以上","E",85,310,26.35,31.6,26.3,4,2,5.5,8,"",7,"",5.5,8,"",7,"",5.5,8,"",7,"",5.5,8,"",7,"",4.8,7,"",6,"",4.8,6,"",6,"",12,null,"OBL40",1,"","","",""]
["OAH86E","10kW以上","E",86,310,26.66,31.6,26.6,4,2,5.5,8,"",7,"",5.5,8,"",7,"",5.5,8,"",7,"",5.5,8,"",7,"",4.8,7,"",6,"",4.8,7,"",6,"",12,null,"OBL41",1,"","","",""]
["OAH87E","10kW以上","E",87,310,26.97,32.299999999999997,26.9,5,1,5.5,8,"",7,"",5.5,8,"",7,"",5.5,8,"",7,"",5.5,8,"",7,"",5.5,8,"",7,"",4.8,6,"",6,"",12,null,"OBL42",1,"","","",""]
["OAH88E","10kW以上","E",88,310,27.28,32.299999999999997,27.2,5,1,5.5,8,"",7,"",5.5,8,"",7,"",5.5,8,"",7,"",5.5,8,"",7,"",5.5,8,"",7,"",4.8,7,"",6,"",12,null,"OBL43","","","","",""]
["OAH89E","10kW以上","E",89,310,27.59,33,27.5,6,"",5.5,8,"",7,"",5.5,8,"",7,"",5.5,8,"",7,"",5.5,8,"",7,"",5.5,8,"",7,"",5.5,7,"",7,"",12,null,"OBL44","","","","",""]
["OAH90E","10kW以上","E",90,310,27.9,33,27.9,6,"",5.5,8,"",7,"",5.5,8,"",7,"",5.5,8,"",7,"",5.5,8,"",7,"",5.5,8,"",7,"",5.5,8,"",7,"",12,null,"OBL45","","","","",""]
["OAL14D","10kW未満","D",14,310,4.34,4.8,4.3,"",1,4.8,7,"",7,"","","","","","","","","","","","","","","","","","","","","","","","","","",2,null,"OBL46","","","","",""]
["OAL16D","10kW未満","D",16,310,4.96,5.5,4.9000000000000004,1,"",5.5,8,"",8,"","","","","","","","","","","","","","","","","","","","","","","","","","",2,null,"OBL47","","","","",""]
["OAL27D","10kW未満","D",27,310,8.3699999999999992,9.6,8.3000000000000007,"",2,4.8,7,"",7,"",4.8,7,"",6,"","","","","","","","","","","","","","","","","","","","","",4,null,"OBL48","","","","",""]
["OAL28D","10kW未満","D",28,310,8.68,9.6,8.6,"",2,4.8,7,"",7,"",4.8,7,"",7,"","","","","","","","","","","","","","","","","","","","","",4,null,"OCL12","","","",1,1]
["OAL29D","10kW未満","D",29,310,8.99,10.3,8.9,1,1,5.5,8,"",8,"",4.8,7,"",6,"","","","","","","","","","","","","","","","","","","","","",4,null,"OCL13","","","",1,1]
["OAL30D","10kW未満","D",30,310,9.3000000000000007,10.3,9.3000000000000007,1,1,5.5,8,"",8,"",4.8,7,"",7,"","","","","","","","","","","","","","","","","","","","","",4,null,"OCL14","","",1,1,""]
["OAL31D","10kW未満","D",31,310,9.61,11,9.6,2,"",5.5,8,"",8,"",5.5,8,"",7,"","","","","","","","","","","","","","","","","","","","","",4,null,"OCL15","","",1,1,""]
["OAL32D","10kW未満","D",32,310,9.92,11,9.9,2,"",5.5,8,"",8,"",5.5,8,"",8,"","","","","","","","","","","","","","","","","","","","","",4,null,"OCL16","",1,1,"",""]
["OAH40D","10kW以上","D",40,310,12.4,14.399999999999999,12.4,"",3,4.8,7,"",7,"",4.8,7,"",6,"",4.8,7,"",6,"","","","","","","","","","","","","","","","",6,null,"OCL17","",1,1,"",""]
["OAH41D","10kW以上","D",41,310,12.71,14.399999999999999,12.7,"",3,4.8,7,"",7,"",4.8,7,"",7,"",4.8,7,"",6,"","","","","","","","","","","","","","","","",6,null,"OCL18",1,1,"","",""]
["OAH42D","10kW以上","D",42,310,13.02,14.399999999999999,13,"",3,4.8,7,"",7,"",4.8,7,"",7,"",4.8,7,"",7,"","","","","","","","","","","","","","","","",6,null,"OCL19",1,1,"","",""]
["OAH43D","10kW以上","D",43,310,13.33,15.1,13.3,1,2,5.5,8,"",8,"",4.8,7,"",7,"",4.8,7,"",6,"","","","","","","","","","","","","","","","",6,null,"OCL20",1,"","","",1]
["OAH44D","10kW以上","D",44,310,13.64,15.1,13.6,1,2,5.5,8,"",8,"",4.8,7,"",7,"",4.8,7,"",7,"","","","","","","","","","","","","","","","",6,null,"OCL21",1,"","","",1]
["OAH45D","10kW以上","D",45,310,13.95,15.8,13.9,2,1,5.5,8,"",8,"",5.5,8,"",8,"",4.8,7,"",6,"","","","","","","","","","","","","","","","",6,null,"OCL22",1,"","","",1]
["OAH46D","10kW以上","D",46,310,14.26,15.8,14.2,2,1,5.5,8,"",8,"",5.5,8,"",8,"",4.8,7,"",7,"","","","","","","","","","","","","","","","",6,null,"OCL23","","","",1,1]
["OAH47D","10kW以上","D",47,310,14.57,16.5,14.5,3,"",5.5,8,"",8,"",5.5,8,"",8,"",5.5,8,"",7,"","","","","","","","","","","","","","","","",6,null,"OCL24","","","",1,1]
["OAH48D","10kW以上","D",48,310,14.88,16.5,14.8,3,"",5.5,8,"",8,"",5.5,8,"",8,"",5.5,8,"",8,"","","","","","","","","","","","","","","","",6,null,"OCL25","","","",1,1]
["OAH55D","10kW以上","D",55,310,17.05,19.899999999999999,17,1,3,5.5,8,"",8,"",4.8,7,"",6,"",4.8,7,"",6,"",4.8,7,"",6,"","","","","","","","","","","",8,null,"OCL26","","","",1,1]
["OAH56D","10kW以上","D",56,310,17.36,19.899999999999999,17.3,1,3,5.5,8,"",8,"",4.8,7,"",7,"",4.8,7,"",6,"",4.8,7,"",6,"","","","","","","","","","","",8,null,"OCL27","","",1,1,""]
["OAH57D","10kW以上","D",57,310,17.670000000000002,19.899999999999999,17.600000000000001,1,3,5.5,8,"",8,"",4.8,7,"",7,"",4.8,7,"",7,"",4.8,7,"",6,"","","","","","","","","","","",8,null,"OCL28","","",1,1,""]
["OAH58D","10kW以上","D",58,310,17.98,19.899999999999999,17.899999999999999,1,3,5.5,8,"",8,"",4.8,7,"",7,"",4.8,7,"",7,"",4.8,7,"",7,"","","","","","","","","","","",8,null,"OCL29","","",1,"",""]
["OAH59D","10kW以上","D",59,310,18.29,20.6,18.2,2,2,5.5,8,"",8,"",5.5,8,"",8,"",4.8,7,"",7,"",4.8,7,"",6,"","","","","","","","","","","",8,null,"OCL30","","",1,"",""]
["OAH60D","10kW以上","D",60,310,18.600000000000001,20.6,18.600000000000001,2,2,5.5,8,"",8,"",5.5,8,"",8,"",4.8,7,"",7,"",4.8,7,"",7,"","","","","","","","","","","",8,null,"OCL31","",1,"","",""]
["OAH61D","10kW以上","D",61,310,18.91,21.3,18.899999999999999,3,1,5.5,8,"",8,"",5.5,8,"",8,"",5.5,8,"",8,"",4.8,7,"",6,"","","","","","","","","","","",8,null,"OCL32","",1,"","",""]
["OAH62D","10kW以上","D",62,310,19.22,21.3,19.2,3,1,5.5,8,"",8,"",5.5,8,"",8,"",5.5,8,"",8,"",4.8,7,"",7,"","","","","","","","","","","",8,null,"OCL33","",1,"","",""]
["OAH63D","10kW以上","D",63,310,19.53,22,19.5,4,"",5.5,8,"",8,"",5.5,8,"",8,"",5.5,8,"",8,"",5.5,8,"",7,"","","","","","","","","","","",8,null,"OCL34","",1,"","",""]
["OAH64D","10kW以上","D",64,310,19.84,22,19.8,4,"",5.5,8,"",8,"",5.5,8,"",8,"",5.5,8,"",8,"",5.5,8,"",8,"","","","","","","","","","","",8,null,"OCL35",1,"","","",""]
["OAH70D","10kW以上","D",70,310,21.7,25.4,21.7,2,3,5.5,8,"",8,"",5.5,8,"",7,"",4.8,7,"",6,"",4.8,7,"",6,"",4.8,7,"",6,"","","","","","",10,null,"OCL36",1,"","","",""]
["OAH71D","10kW以上","D",71,310,22.01,25.4,22,2,3,5.5,8,"",8,"",5.5,8,"",8,"",4.8,7,"",6,"",4.8,7,"",6,"",4.8,7,"",6,"","","","","","",10,null,"OCL37",1,"","","",""]
["OAH72D","10kW以上","D",72,310,22.32,25.4,22.3,2,3,5.5,8,"",8,"",5.5,8,"",8,"",4.8,7,"",7,"",4.8,7,"",6,"",4.8,7,"",6,"","","","","","",10,null,"OCL38",1,"","","",""]
["OAH73D","10kW以上","D",73,310,22.63,25.4,22.6,2,3,5.5,8,"",8,"",5.5,8,"",8,"",4.8,7,"",7,"",4.8,7,"",7,"",4.8,7,"",6,"","","","","","",10,null,"OCL39",1,"","","",""]
["OAH74D","10kW以上","D",74,310,22.94,25.4,22.9,2,3,5.5,8,"",8,"",5.5,8,"",8,"",4.8,7,"",7,"",4.8,7,"",7,"",4.8,7,"",7,"","","","","","",10,null,"OCL40",1,"","","",""]
["OAH75D","10kW以上","D",75,310,23.25,26.1,23.2,3,2,5.5,8,"",8,"",5.5,8,"",8,"",5.5,8,"",8,"",4.8,7,"",7,"",4.8,7,"",6,"","","","","","",10,null,"OCL41","","","","",""]
["OAH76D","10kW以上","D",76,310,23.56,26.1,23.5,3,2,5.5,8,"",8,"",5.5,8,"",8,"",5.5,8,"",8,"",4.8,7,"",7,"",4.8,7,"",7,"","","","","","",10,null,"OCL42","","","","",""]
["OAH77D","10kW以上","D",77,310,23.87,26.8,23.8,4,1,5.5,8,"",8,"",5.5,8,"",8,"",5.5,8,"",8,"",5.5,8,"",8,"",4.8,7,"",6,"","","","","","",10,null,"OCL43","","","","",""]
["OAH78D","10kW以上","D",78,310,24.18,26.8,24.1,4,1,5.5,8,"",8,"",5.5,8,"",8,"",5.5,8,"",8,"",5.5,8,"",8,"",4.8,7,"",7,"","","","","","",10,null,"OCL44","","","","",""]
["OAH79D","10kW以上","D",79,310,24.49,27.5,24.4,5,"",5.5,8,"",8,"",5.5,8,"",8,"",5.5,8,"",8,"",5.5,8,"",8,"",5.5,8,"",7,"","","","","","",10,null,"OCL45","","","","",""]
["OAH80D","10kW以上","D",80,310,24.8,27.5,24.8,5,"",5.5,8,"",8,"",5.5,8,"",8,"",5.5,8,"",8,"",5.5,8,"",8,"",5.5,8,"",8,"","","","","","",10,null,"OCL46","","","","",""]
["OAH85D","10kW以上","D",85,310,26.35,30.9,26.3,3,3,5.5,8,"",8,"",5.5,8,"",7,"",5.5,8,"",7,"",4.8,7,"",6,"",4.8,7,"",6,"",4.8,7,"",6,"",12,null,"OCL47","","","","",""]
["OAH86D","10kW以上","D",86,310,26.66,30.9,26.6,3,3,5.5,8,"",8,"",5.5,8,"",8,"",5.5,8,"",7,"",4.8,7,"",6,"",4.8,7,"",6,"",4.8,7,"",6,"",12,null,"OCL48","","","","",""]
["OAH87D","10kW以上","D",87,310,26.97,30.9,26.9,3,3,5.5,8,"",8,"",5.5,8,"",8,"",5.5,8,"",8,"",4.8,7,"",6,"",4.8,7,"",6,"",4.8,7,"",6,"",12,null,"ODL12","","","","",1]
["OAH88D","10kW以上","D",88,310,27.28,30.9,27.2,3,3,5.5,8,"",8,"",5.5,8,"",8,"",5.5,8,"",8,"",4.8,7,"",7,"",4.8,7,"",6,"",4.8,7,"",6,"",12,null,"ODL13","","","","",1]
["OAH89D","10kW以上","D",89,310,27.59,30.9,27.5,3,3,5.5,8,"",8,"",5.5,8,"",8,"",5.5,8,"",8,"",4.8,7,"",7,"",4.8,7,"",7,"",4.8,7,"",6,"",12,null,"ODL14","","","","",1]
["OAH90D","10kW以上","D",90,310,27.9,30.9,27.9,3,3,5.5,8,"",8,"",5.5,8,"",8,"",5.5,8,"",8,"",4.8,7,"",7,"",4.8,7,"",7,"",4.8,7,"",7,"",12,null,"ODL15","","","",1,1]
["OAH91D","10kW以上","D",91,310,28.21,31.6,28.2,4,2,5.5,8,"",8,"",5.5,8,"",8,"",5.5,8,"",8,"",5.5,8,"",8,"",4.8,7,"",7,"",4.8,7,"",6,"",12,null,"ODL16","","",1,"",1]
["OAH92D","10kW以上","D",92,310,28.52,31.6,28.5,4,2,5.5,8,"",8,"",5.5,8,"",8,"",5.5,8,"",8,"",5.5,8,"",8,"",4.8,7,"",7,"",4.8,7,"",7,"",12,null,"ODL17","","",1,1,""]
["OAH93D","10kW以上","D",93,310,28.83,32.299999999999997,28.8,5,1,5.5,8,"",8,"",5.5,8,"",8,"",5.5,8,"",8,"",5.5,8,"",8,"",5.5,8,"",8,"",4.8,7,"",6,"",12,null,"ODL18","","",1,1,""]
["OAH94D","10kW以上","D",94,310,29.14,32.299999999999997,29.1,5,1,5.5,8,"",8,"",5.5,8,"",8,"",5.5,8,"",8,"",5.5,8,"",8,"",5.5,8,"",8,"",4.8,7,"",7,"",12,null,"ODL19","",1,1,"",""]
["OAH95D","10kW以上","D",95,310,29.45,33,29.4,6,"",5.5,8,"",8,"",5.5,8,"",8,"",5.5,8,"",8,"",5.5,8,"",8,"",5.5,8,"",8,"",5.5,8,"",7,"",12,null,"ODL20","",1,1,"",""]
["OAH96D","10kW以上","D",96,310,29.76,33,29.7,6,"",5.5,8,"",8,"",5.5,8,"",8,"",5.5,8,"",8,"",5.5,8,"",8,"",5.5,8,"",8,"",5.5,8,"",8,"",12,null,"ODL21","",1,1,"",""]
["OAL15C","10kW未満","C",15,310,4.6500000000000004,4.8,4.5999999999999996,"",1,4.8,8,"",7,"","","","","","","","","","","","","","","","","","","","","","","","","","",2,null,"ODL22",1,1,"","",""]
["OAL16C","10kW未満","C",16,310,4.96,4.8,4.8,"",1,4.8,8,"",8,"","","","","","","","","","","","","","","","","","","","","","","","","","",2,null,"ODL23",1,1,"","",""]
["OAL17C","10kW未満","C",17,310,5.27,4.8,4.8,"",1,4.8,9,"",8,"","","","","","","","","","","","","","","","","","","","","","","","","","",2,null,"ODL24",1,1,"","",1]
["OAL18C","10kW未満","C",18,310,5.58,5.5,5.5,1,"",5.5,9,"",9,"","","","","","","","","","","","","","","","","","","","","","","","","","",2,null,"ODL25",1,"","","",1]
["OAL19C","10kW未満","C",19,310,5.89,5.5,5.5,1,"",5.5,7,"",6,6,"","","","","","","","","","","","","","","","","","","","","","","","","",3,null,"ODL26",1,"","","",1]
["OAL29C","10kW未満","C",29,310,8.99,9.6,8.9,"",2,4.8,8,"",7,"",4.8,7,"",7,"","","","","","","","","","","","","","","","","","","","","",4,null,"ODL27",1,"","","",1]
["OAL30C","10kW未満","C",30,310,9.3000000000000007,9.6,9.3000000000000007,"",2,4.8,8,"",7,"",4.8,8,"",7,"","","","","","","","","","","","","","","","","","","","","",4,null,"ODL28","","","","",1]
["OAL31C","10kW未満","C",31,310,9.61,9.6,9.4,"",2,4.8,8,"",8,"",4.8,8,"",7,"","","","","","","","","","","","","","","","","","","","","",4,null,"ODL29","","","",1,1]
["OAL32C","10kW未満","C",32,310,9.92,9.6,9.6,"",2,4.8,8,"",8,"",4.8,8,"",8,"","","","","","","","","","","","","","","","","","","","","",4,null,"ODL30","","","",1,1]
["OAL33C","10kW未満","C",33,310,10.23,9.6,9.6,"",2,4.8,9,"",8,"",4.8,8,"",8,"","","","","","","","","","","","","","","","","","","","","",4,null,"ODL31","","",1,1,1]
["OAL34C","10kW未満","C",34,310,10.54,9.6,9.6,"",2,4.8,9,"",8,"",4.8,9,"",8,"","","","","","","","","","","","","","","","","","","","","",4,null,"ODL32","","",1,1,1]
["OAH33C","10kW以上","C",33,310,10.23,10.3,10.1,1,1,5.5,9,"",9,null,4.8,8,"",7,"","","","","","","","","","","","","","","","","","","","","",4,null,"ODL33","","",1,1,""]
["OAH34C","10kW以上","C",34,310,10.54,10.3,10.3,1,1,5.5,9,"",9,null,4.8,8,"",8,"","","","","","","","","","","","","","","","","","","","","",4,null,"ODL34","","",1,1,""]
["OAH35C","10kW以上","C",35,310,10.85,10.3,10.3,1,1,5.5,7,"",6,6,4.8,8,"",8,"","","","","","","","","","","","","","","","","","","","","",5,null,"ODL35","","",1,1,""]
["OAH36C","10kW以上","C",36,310,11.16,10.3,10.3,1,1,5.5,7,"",6,6,4.8,9,"",8,"","","","","","","","","","","","","","","","","","","","","",5,null,"ODL36","","",1,"",""]
["OAH37C","10kW以上","C",37,310,11.47,11,11,2,"",5.5,7,"",6,6,5.5,9,"",9,"","","","","","","","","","","","","","","","","","","","","",5,null,"ODL37","",1,"","",""]
["OAH38C","10kW以上","C",38,310,11.78,11,11,2,"",5.5,7,"",6,6,5.5,7,"",6,6,"","","","","","","","","","","","","","","","","","","","",6,null,"ODL38","",1,"","",""]
["OAH43C","10kW以上","C",43,310,13.33,14.399999999999999,13.3,"",3,4.8,8,"",7,"",4.8,7,"",7,"",4.8,7,"",7,"","","","","","","","","","","","","","","","",6,null,"ODL39","",1,"","",""]
["OAH44C","10kW以上","C",44,310,13.64,14.399999999999999,13.6,"",3,4.8,8,"",7,"",4.8,8,"",7,"",4.8,7,"",7,"","","","","","","","","","","","","","","","",6,null,"ODL40","",1,"","",""]
["OAH45C","10kW以上","C",45,310,13.95,14.399999999999999,13.9,"",3,4.8,8,"",7,"",4.8,8,"",7,"",4.8,8,"",7,"","","","","","","","","","","","","","","","",6,null,"ODL41","",1,"","",""]
["OAH46C","10kW以上","C",46,310,14.26,14.399999999999999,14.1,"",3,4.8,8,"",8,"",4.8,8,"",7,"",4.8,8,"",7,"","","","","","","","","","","","","","","","",6,null,"ODL42","",1,"","",""]
["OAH47C","10kW以上","C",47,310,14.57,14.399999999999999,14.2,"",3,4.8,8,"",8,"",4.8,8,"",8,"",4.8,8,"",7,"","","","","","","","","","","","","","","","",6,null,"ODL43",1,"","","",""]
["OAH48C","10kW以上","C",48,310,14.88,14.399999999999999,14.4,"",3,4.8,8,"",8,"",4.8,8,"",8,"",4.8,8,"",8,"","","","","","","","","","","","","","","","",6,null,"ODL44",1,"","","",""]
["OAH49C","10kW以上","C",49,310,15.19,14.399999999999999,14.4,"",3,4.8,9,"",8,"",4.8,8,"",8,"",4.8,8,"",8,"","","","","","","","","","","","","","","","",6,null,"ODL45",1,"","","",""]
["OAH50C","10kW以上","C",50,310,15.5,14.399999999999999,14.4,"",3,4.8,9,"",8,"",4.8,9,"",8,"",4.8,8,"",8,"","","","","","","","","","","","","","","","",6,null,"ODL46",1,"","","",""]
["OAH51C","10kW以上","C",51,310,15.81,14.399999999999999,14.4,"",3,4.8,9,"",8,"",4.8,9,"",8,"",4.8,9,"",8,"","","","","","","","","","","","","","","","",6,null,"ODL47",1,"","","",""]
["OAH52C","10kW以上","C",52,310,16.12,15.1,15.1,1,2,5.5,7,"",6,6,4.8,9,"",8,"",4.8,8,"",8,"","","","","","","","","","","","","","","","",7,null,"ODL48",1,"","","",""]
["OAH53C","10kW以上","C",53,310,16.43,15.1,15.1,1,2,5.5,7,"",6,6,4.8,9,"",8,"",4.8,9,"",8,"","","","","","","","","","","","","","","","",7,null,"OEL12","","","","",1]
["OAH54C","10kW以上","C",54,310,16.739999999999998,15.8,15.8,2,1,5.5,7,"",6,6,5.5,7,"",6,6,4.8,8,"",8,"","","","","","","","","","","","","","","","",8,null,"OEL13","","","","",1]
["OAH55C","10kW以上","C",55,310,17.05,15.8,15.8,2,1,5.5,7,"",6,6,5.5,7,"",6,6,4.8,9,"",8,"","","","","","","","","","","","","","","","",8,null,"OEL14","","","","",1]
["OAH56C","10kW以上","C",56,310,17.36,16.5,16.5,3,"",5.5,7,"",6,6,5.5,7,"",6,6,5.5,9,"",9,"","","","","","","","","","","","","","","","",8,null,"OEL15","","","",1,1]
["OAH57C","10kW以上","C",57,310,17.670000000000002,16.5,16.5,3,"",5.5,7,"",6,6,5.5,7,"",6,6,5.5,7,"",6,6,"","","","","","","","","","","","","","","",9,null,"OEL16","","","",1,1]
["OAH59C","10kW以上","C",59,310,18.29,19.899999999999999,18.2,1,3,5.5,9,"",8,"",4.8,7,"",7,"",4.8,7,"",7,"",4.8,7,"",7,"","","","","","","","","","","",8,null,"OEL17","","",1,1,""]
["OAH60C","10kW以上","C",60,310,18.600000000000001,19.899999999999999,18.600000000000001,1,3,5.5,9,"",8,"",4.8,8,"",7,"",4.8,7,"",7,"",4.8,7,"",7,"","","","","","","","","","","",8,null,"OEL18","","",1,1,""]
["OAH61C","10kW以上","C",61,310,18.91,19.899999999999999,18.899999999999999,1,3,5.5,9,"",8,"",4.8,8,"",7,"",4.8,8,"",7,"",4.8,7,"",7,"","","","","","","","","","","",8,null,"OEL19","",1,1,"",""]
["OAH62C","10kW以上","C",62,310,19.22,19.899999999999999,19.2,1,3,5.5,9,"",8,"",4.8,8,"",7,"",4.8,8,"",7,"",4.8,8,"",7,"","","","","","","","","","","",8,null,"OEL20","",1,1,"",""]
["OAH63C","10kW以上","C",63,310,19.53,19.899999999999999,19.399999999999999,1,3,5.5,9,"",9,"",4.8,8,"",7,"",4.8,8,"",7,"",4.8,8,"",7,"","","","","","","","","","","",8,null,"OEL21","",1,1,"",""]
["OAH64C","10kW以上","C",64,310,19.84,19.899999999999999,19.600000000000001,1,3,5.5,9,"",9,"",4.8,8,"",8,"",4.8,8,"",7,"",4.8,8,"",7,"","","","","","","","","","","",8,null,"OEL22",1,1,"","",""]
["OAH65C","10kW以上","C",65,310,20.149999999999999,19.899999999999999,19.7,1,3,5.5,9,"",9,"",4.8,8,"",8,"",4.8,8,"",8,"",4.8,8,"",7,"","","","","","","","","","","",8,null,"OEL23",1,1,"","",""]
["OAH66C","10kW以上","C",66,310,20.46,19.899999999999999,19.899999999999999,1,3,5.5,9,"",9,"",4.8,8,"",8,"",4.8,8,"",8,"",4.8,8,"",8,"","","","","","","","","","","",8,null,"OEL24",1,1,"","",1]
["OAH67C","10kW以上","C",67,310,20.77,19.899999999999999,19.899999999999999,1,3,5.5,7,"",6,6,4.8,8,"",8,"",4.8,8,"",8,"",4.8,8,"",8,"","","","","","","","","","","",9,null,"OEL25",1,"","","",1]
["OAH68C","10kW以上","C",68,310,21.08,19.899999999999999,19.899999999999999,1,3,5.5,7,"",6,6,4.8,9,"",8,"",4.8,8,"",8,"",4.8,8,"",8,"","","","","","","","","","","",9,null,"OEL26",1,"","","",1]
["OAH69C","10kW以上","C",69,310,21.39,19.899999999999999,19.899999999999999,1,3,5.5,7,"",6,6,4.8,9,"",8,"",4.8,9,"",8,"",4.8,8,"",8,"","","","","","","","","","","",9,null,"OEL27",1,"","","",1]
["OAH70C","10kW以上","C",70,310,21.7,19.899999999999999,19.899999999999999,1,3,5.5,7,"",6,6,4.8,9,"",8,"",4.8,9,"",8,"",4.8,9,"",8,"","","","","","","","","","","",9,null,"OEL28",1,"","","",1]
["OAH71C","10kW以上","C",71,310,22.01,20.6,20.6,2,2,5.5,7,"",6,6,5.5,7,"",6,6,4.8,9,"",8,"",4.8,8,"",8,"","","","","","","","","","","",10,null,"OEL29","","","",1,1]
["OAH72C","10kW以上","C",72,310,22.32,20.6,20.6,2,2,5.5,7,"",6,6,5.5,7,"",6,6,4.8,9,"",8,"",4.8,9,"",8,"","","","","","","","","","","",10,null,"OEL30","","","",1,1]
["OAH73C","10kW以上","C",73,310,22.63,21.3,21.3,3,1,5.5,7,"",6,6,5.5,7,"",6,6,5.5,7,"",6,6,4.8,8,"",8,"","","","","","","","","","","",11,null,"OEL31","","","",1,1]
["OAH74C","10kW以上","C",74,310,22.94,21.3,21.3,3,1,5.5,7,"",6,6,5.5,7,"",6,6,5.5,7,"",6,6,4.8,9,"",8,"","","","","","","","","","","",11,null,"OEL32","","","",1,1]
["OAH75C","10kW以上","C",75,310,23.25,22,22,4,"",5.5,7,"",6,6,5.5,7,"",6,6,5.5,7,"",6,6,5.5,9,"",9,"","","","","","","","","","","",11,null,"OEL33","","",1,1,""]
["OAH76C","10kW以上","C",76,310,23.56,22,22,4,"",5.5,7,"",6,6,5.5,7,"",6,6,5.5,7,"",6,6,5.5,7,"",6,6,"","","","","","","","","","",12,null,"OEL34","","",1,1,""]
["OAH77C","10kW以上","C",77,310,23.87,25.4,23.8,2,3,5.5,9,"",8,"",5.5,9,"",8,"",4.8,8,"",7,"",4.8,7,"",7,"",4.8,7,"",7,"","","","","","",10,null,"OEL35","","",1,1,""]
["OAH78C","10kW以上","C",78,310,24.18,25.4,24.1,2,3,5.5,9,"",8,"",5.5,9,"",8,"",4.8,8,"",7,"",4.8,8,"",7,"",4.8,7,"",7,"","","","","","",10,null,"OEL36","","",1,"",""]
["OAH79C","10kW以上","C",79,310,24.49,25.4,24.4,2,3,5.5,9,"",8,"",5.5,9,"",8,"",4.8,8,"",7,"",4.8,8,"",7,"",4.8,8,"",7,"","","","","","",10,null,"OEL37","",1,"","",""]
["OAH80C","10kW以上","C",80,310,24.8,25.4,24.7,2,3,5.5,9,"",9,"",5.5,9,"",8,"",4.8,8,"",7,"",4.8,8,"",7,"",4.8,8,"",7,"","","","","","",10,null,"OEL38","",1,"","",""]
["OAH81C","10kW以上","C",81,310,25.11,25.4,24.9,2,3,5.5,9,"",9,"",5.5,9,"",9,"",4.8,8,"",7,"",4.8,8,"",7,"",4.8,8,"",7,"","","","","","",10,null,"OEL39","",1,"","",""]
["OAH82C","10kW以上","C",82,310,25.42,25.4,25.1,2,3,5.5,9,"",9,"",5.5,9,"",9,"",4.8,8,"",8,"",4.8,8,"",7,"",4.8,8,"",7,"","","","","","",10,null,"OEL40","",1,"","",""]
["OAH83C","10kW以上","C",83,310,25.73,25.4,25.2,2,3,5.5,9,"",9,"",5.5,9,"",9,"",4.8,8,"",8,"",4.8,8,"",8,"",4.8,8,"",7,"","","","","","",10,null,"OEL41","",1,"","",""]
["OAH84C","10kW以上","C",84,310,26.04,25.4,25.4,2,3,5.5,9,"",9,"",5.5,9,"",9,"",4.8,8,"",8,"",4.8,8,"",8,"",4.8,8,"",8,"","","","","","",10,null,"OEL42","",1,"","",""]
["OAH85C","10kW以上","C",85,310,26.35,25.4,25.4,2,3,5.5,7,"",6,6,5.5,9,"",9,"",4.8,8,"",8,"",4.8,8,"",8,"",4.8,8,"",8,"","","","","","",11,null,"OEL43",1,"","","",""]
["OAH86C","10kW以上","C",86,310,26.66,25.4,25.4,2,3,5.5,7,"",6,6,5.5,7,"",6,6,4.8,8,"",8,"",4.8,8,"",8,"",4.8,8,"",8,"","","","","","",12,null,"OEL44",1,"","","",""]
["OAH87C","10kW以上","C",87,310,26.97,25.4,25.4,2,3,5.5,7,"",6,6,5.5,7,"",6,6,4.8,9,"",8,"",4.8,8,"",8,"",4.8,8,"",8,"","","","","","",12,null,"OEL45",1,"","","",""]
["OAH88C","10kW以上","C",88,310,27.28,25.4,25.4,2,3,5.5,7,"",6,6,5.5,7,"",6,6,4.8,9,"",8,"",4.8,9,"",8,"",4.8,8,"",8,"","","","","","",12,null,"OEL46",1,"","","",""]
["OAH89C","10kW以上","C",89,310,27.59,25.4,25.4,2,3,5.5,7,"",6,6,5.5,7,"",6,6,4.8,9,"",8,"",4.8,9,"",8,"",4.8,9,"",8,"","","","","","",12,null,"OEL47",1,"","","",""]
["OAH90C","10kW以上","C",90,310,27.9,26.1,26.1,3,2,5.5,7,"",6,6,5.5,7,"",6,6,5.5,7,"",6,6,4.8,9,"",8,"",4.8,8,"",8,"","","","","","",13,null,"OEL48",1,"","","",""]
["OAH91C","10kW以上","C",91,310,28.21,26.1,26.1,3,2,5.5,7,"",6,6,5.5,7,"",6,6,5.5,7,"",6,6,4.8,9,"",8,"",4.8,9,"",8,"","","","","","",13,null,"OFL12","","","","",1]
["OAH92C","10kW以上","C",92,310,28.52,26.8,26.8,4,1,5.5,7,"",6,6,5.5,7,"",6,6,5.5,7,"",6,6,5.5,7,"",6,6,4.8,8,"",8,"","","","","","",14,null,"OFL13","","","","",1]
["OAH93C","10kW以上","C",93,310,28.83,26.8,26.8,4,1,5.5,7,"",6,6,5.5,7,"",6,6,5.5,7,"",6,6,5.5,7,"",6,6,4.8,9,"",8,"","","","","","",14,null,"OFL14","","","",1,1]
["OAH94C","10kW以上","C",94,310,29.14,27.5,27.5,5,"",5.5,7,"",6,6,5.5,7,"",6,6,5.5,7,"",6,6,5.5,7,"",6,6,5.5,9,"",9,"","","","","","",14,null,"OFL15","","","",1,1]
["OAH95C","10kW以上","C",95,310,29.45,27.5,27.5,5,"",5.5,7,"",6,6,5.5,7,"",6,6,5.5,7,"",6,6,5.5,7,"",6,6,5.5,7,"",6,6,"","","","","",15,null,"OFL16","","",1,1,""]
["OAH96C","10kW以上","C",96,310,29.76,30.9,29.7,3,3,5.5,9,"",8,"",5.5,9,"",8,"",5.5,9,"",8,"",4.8,8,"",7,"",4.8,8,"",7,"",4.8,8,"",7,"",12,null,"OFL17","","",1,1,""]
["OAH97C","10kW以上","C",97,310,30.07,30.9,29.9,3,3,5.5,9,"",9,"",5.5,9,"",8,"",5.5,9,"",8,"",4.8,8,"",7,"",4.8,8,"",7,"",4.8,8,"",7,"",12,null,"OFL18","",1,1,"",""]
["OAH98C","10kW以上","C",98,310,30.38,30.9,30.2,3,3,5.5,9,"",9,"",5.5,9,"",9,"",5.5,9,"",8,"",4.8,8,"",7,"",4.8,8,"",7,"",4.8,8,"",7,"",12,null,"OFL19","",1,1,"",""]
["OAH99C","10kW以上","C",99,310,30.69,30.9,30.4,3,3,5.5,9,"",9,"",5.5,9,"",9,"",5.5,9,"",9,"",4.8,8,"",7,"",4.8,8,"",7,"",4.8,8,"",7,"",12,null,"OFL20",1,"",1,"",""]
["OAH100C","10kW以上","C",100,310,31,30.9,30.6,3,3,5.5,9,"",9,"",5.5,9,"",9,"",5.5,9,"",9,"",4.8,8,"",8,"",4.8,8,"",7,"",4.8,8,"",7,"",12,null,"OFL21",1,1,"","",""]
["OAH101C","10kW以上","C",101,310,31.31,30.9,30.7,3,3,5.5,9,"",9,"",5.5,9,"",9,"",5.5,9,"",9,"",4.8,8,"",8,"",4.8,8,"",8,"",4.8,8,"",7,"",12,null,"OFL22",1,1,"","",""]
["OAH102C","10kW以上","C",102,310,31.62,30.9,30.9,3,3,5.5,9,"",9,"",5.5,9,"",9,"",5.5,9,"",9,"",4.8,8,"",8,"",4.8,8,"",8,"",4.8,8,"",8,"",12,null,"OFL23",1,"","","",""]
["OAH103C","10kW以上","C",103,310,31.93,30.9,30.9,3,3,5.5,7,"",6,6,5.5,9,"",9,"",5.5,9,"",9,"",4.8,8,"",8,"",4.8,8,"",8,"",4.8,8,"",8,"",13,null,"OFL24",1,"","","",1]
["OAH104C","10kW以上","C",104,310,32.24,30.9,30.9,3,3,5.5,7,"",6,6,5.5,7,"",6,6,5.5,9,"",9,"",4.8,8,"",8,"",4.8,8,"",8,"",4.8,8,"",8,"",14,null,"OFL25",1,"","","",1]
["OAH105C","10kW以上","C",105,310,32.549999999999997,30.9,30.9,3,3,5.5,7,"",6,6,5.5,7,"",6,6,5.5,7,"",6,6,4.8,8,"",8,"",4.8,8,"",8,"",4.8,8,"",8,"",15,null,"OFL26",1,"","","",1]
["OAH106C","10kW以上","C",106,310,32.86,30.9,30.9,3,3,5.5,7,"",6,6,5.5,7,"",6,6,5.5,7,"",6,6,4.8,9,"",8,"",4.8,8,"",8,"",4.8,8,"",8,"",15,null,"OFL27","","","",1,1]
["OAH107C","10kW以上","C",107,310,33.17,30.9,30.9,3,3,5.5,7,"",6,6,5.5,7,"",6,6,5.5,7,"",6,6,4.8,9,"",8,"",4.8,9,"",8,"",4.8,8,"",8,"",15,null,"OFL28","","","",1,1]
["OAH108C","10kW以上","C",108,310,33.479999999999997,30.9,30.9,3,3,5.5,7,"",6,6,5.5,7,"",6,6,5.5,7,"",6,6,4.8,9,"",8,"",4.8,9,"",8,"",4.8,9,"",8,"",15,null,"OFL29","","","",1,1]
["OAH109C","10kW以上","C",109,310,33.79,31.6,31.6,4,2,5.5,7,"",6,6,5.5,7,"",6,6,5.5,7,"",6,6,5.5,7,"",6,6,4.8,9,"",8,"",4.8,8,"",8,"",16,null,"OFL30","","","",1,1]
["OAH110C","10kW以上","C",110,310,34.1,31.6,31.6,4,2,5.5,7,"",6,6,5.5,7,"",6,6,5.5,7,"",6,6,5.5,7,"",6,6,4.8,9,"",8,"",4.8,9,"",8,"",16,null,"OFL31","","",1,1,""]
["OAH111C","10kW以上","C",111,310,34.409999999999997,32.299999999999997,32.299999999999997,5,1,5.5,7,"",6,6,5.5,7,"",6,6,5.5,7,"",6,6,5.5,7,"",6,6,5.5,7,"",6,6,4.8,8,"",8,"",17,null,"OFL32","","",1,1,""]
["OAH112C","10kW以上","C",112,310,34.72,32.299999999999997,32.299999999999997,5,1,5.5,7,"",6,6,5.5,7,"",6,6,5.5,7,"",6,6,5.5,7,"",6,6,5.5,7,"",6,6,4.8,9,"",8,"",17,null,"OFL33","","",1,1,""]
["OAH113C","10kW以上","C",113,310,35.03,33,33,6,"",5.5,7,"",6,6,5.5,7,"",6,6,5.5,7,"",6,6,5.5,7,"",6,6,5.5,7,"",6,6,5.5,9,"",9,"",17,null,"OFL34","","",1,"",""]
["OAH114C","10kW以上","C",114,310,35.340000000000003,33,33,6,"",5.5,7,"",6,6,5.5,7,"",6,6,5.5,7,"",6,6,5.5,7,"",6,6,5.5,7,"",6,6,5.5,7,"",6,6,18,null,"OFL35","",1,"","",""]
["OAL18B","10kW未満","B",18,310,5.58,4.8,4.8,"",1,4.8,9,"",9,"","","","","","","","","","","","","","","","","","","","","","","","","","",2,null,"OFL36","",1,"","",""]
["OAL19B","10kW未満","B",19,310,5.89,4.8,4.8,"",1,4.8,7,"",6,6,"","","","","","","","","","","","","","","","","","","","","","","","","",3,null,"OFL37","",1,"","",""]
["OAL20B","10kW未満","B",20,310,6.2,5.5,5.5,1,"",5.5,7,7,6,"","","","","","","","","","","","","","","","","","","","","","","","","","",3,null,"OFL38","",1,"","",""]
["OAL21B","10kW未満","B",21,310,6.51,5.5,5.5,1,"",5.5,7,7,7,"","","","","","","","","","","","","","","","","","","","","","","","","","",3,null,"OFL39",1,"","","",""]
["OAL22B","10kW未満","B",22,310,6.82,5.5,5.5,1,"",5.5,8,"",7,7,"","","","","","","","","","","","","","","","","","","","","","","","","",3,null,"OFL40",1,"","","",""]
["OAL35B","10kW未満","B",35,310,10.85,9.6,9.6,"",2,4.8,9,"",9,"",4.8,9,"",8,"","","","","","","","","","","","","","","","","","","","","",4,null,"OFL41",1,"","","",""]
["OAL36B","10kW未満","B",36,310,11.16,9.6,9.6,"",2,4.8,9,"",9,"",4.8,9,"",9,"","","","","","","","","","","","","","","","","","","","","",4,null,"OFL42",1,"","","",""]
["OAL37B","10kW未満","B",37,310,11.47,9.6,9.6,"",2,4.8,7,"",6,6,4.8,9,"",9,"","","","","","","","","","","","","","","","","","","","","",5,null,"OFL43",1,"","","",""]
["OAL38B","10kW未満","B",38,310,11.78,9.6,9.6,"",2,4.8,7,"",6,6,4.8,7,"",6,6,"","","","","","","","","","","","","","","","","","","","",6,null,"OFL44",1,"","","",""]
["OAH37B","10kW以上","B",37,310,11.47,10.3,10.3,1,1,5.5,7,7,6,"",4.8,9,"",8,"","","","","","","","","","","","","","","","","","","","","",5,null,"OFL45",1,"","","",""]
["OAH38B","10kW以上","B",38,310,11.78,10.3,10.3,1,1,5.5,7,7,7,"",4.8,9,"",8,"","","","","","","","","","","","","","","","","","","","","",5,null,"OFL46",1,"","","",""]
["OAH39B","10kW以上","B",39,310,12.09,10.3,10.3,1,1,5.5,7,7,7,"",4.8,9,"",9,"","","","","","","","","","","","","","","","","","","","","",5,null,"OFL47","","","","",""]
["OAH40B","10kW以上","B",40,310,12.4,10.3,10.3,1,1,5.5,8,"",7,7,4.8,9,"",9,"","","","","","","","","","","","","","","","","","","","","",5,null,"OFL48","","","","",""]
["OAH41B","10kW以上","B",41,310,12.71,10.3,10.3,1,1,5.5,8,"",7,7,4.8,7,"",6,6,"","","","","","","","","","","","","","","","","","","","",6,null,"OAH29","","","","",""]
["OAH42B","10kW以上","B",42,310,13.02,11,11,2,"",5.5,7,7,7,"",5.5,7,7,7,"","","","","","","","","","","","","","","","","","","","","",6,null,"OAH30","","","","",""]
["OAH43B","10kW以上","B",43,310,13.33,11,11,2,"",5.5,8,"",7,7,5.5,7,7,7,"","","","","","","","","","","","","","","","","","","","","",6,null,"OAH31","","","","",""]
["OAH44B","10kW以上","B",44,310,13.64,11,11,2,"",5.5,8,"",7,7,5.5,8,"",7,7,"","","","","","","","","","","","","","","","","","","","",6,null,"OAH32","","","","",""]
["OAH52B","10kW以上","B",52,310,16.12,14.399999999999999,14.4,"",3,4.8,9,"",9,"",4.8,9,"",8,"",4.8,9,"",8,"","","","","","","","","","","","","","","","",6,null,"OAH33","","",1,"",1]
["OAH53B","10kW以上","B",53,310,16.43,14.399999999999999,14.4,"",3,4.8,9,"",9,"",4.8,9,"",9,"",4.8,9,"",8,"","","","","","","","","","","","","","","","",6,null,"OAH34","","",1,"",1]
["OAH54B","10kW以上","B",54,310,16.739999999999998,14.399999999999999,14.4,"",3,4.8,9,"",9,"",4.8,9,"",9,"",4.8,9,"",9,"","","","","","","","","","","","","","","","",6,null,"OAH35","","",1,"",1]
["OAH55B","10kW以上","B",55,310,17.05,14.399999999999999,14.4,"",3,4.8,7,"",6,6,4.8,9,"",9,"",4.8,9,"",9,"","","","","","","","","","","","","","","","",7,null,"OAH36","","",1,"",1]
["OAH56B","10kW以上","B",56,310,17.36,14.399999999999999,14.4,"",3,4.8,7,"",6,6,4.8,7,"",6,6,4.8,9,"",9,"","","","","","","","","","","","","","","","",8,null,"OAH37","",1,1,"",1]
["OAH57B","10kW以上","B",57,310,17.670000000000002,14.399999999999999,14.4,"",3,4.8,7,"",6,6,4.8,7,"",6,6,4.8,7,"",6,6,"","","","","","","","","","","","","","","",9,null,"OAH38","",1,1,"",1]
["OAH58B","10kW以上","B",58,310,17.98,15.1,15.1,1,2,5.5,8,"",7,7,4.8,9,"",9,"",4.8,9,"",9,"","","","","","","","","","","","","","","","",7,null,"OAH39","",1,"","",1]
["OAH59B","10kW以上","B",59,310,18.29,15.1,15.1,1,2,5.5,8,"",7,7,4.8,7,"",6,6,4.8,9,"",9,"","","","","","","","","","","","","","","","",8,null,"OAH40","",1,"",1,1]
["OAH60B","10kW以上","B",60,310,18.600000000000001,15.1,15.1,1,2,5.5,8,"",7,7,4.8,7,"",6,6,4.8,7,"",6,6,"","","","","","","","","","","","","","","",9,null,"OAH41","",1,"",1,1]
["OAH61B","10kW以上","B",61,310,18.91,15.8,15.8,2,1,5.5,8,"",7,7,5.5,7,7,7,"",4.8,9,"",9,"","","","","","","","","","","","","","","","",8,null,"OAH42",1,1,"",1,1]
["OAH62B","10kW以上","B",62,310,19.22,15.8,15.8,2,1,5.5,8,"",7,7,5.5,8,"",7,7,4.8,9,"",9,"","","","","","","","","","","","","","","","",8,null,"OAH43",1,1,1,1,1]
["OAH63B","10kW以上","B",63,310,19.53,15.8,15.8,2,1,5.5,8,"",7,7,5.5,8,"",7,7,4.8,7,"",6,6,"","","","","","","","","","","","","","","",9,null,"OAH44",1,1,1,1,1]
["OAH64B","10kW以上","B",64,310,19.84,16.5,16.5,3,"",5.5,8,"",7,7,5.5,7,7,7,"",5.5,7,7,7,"","","","","","","","","","","","","","","","",9,null,"OAH45",1,"",1,1,1]
["OAH65B","10kW以上","B",65,310,20.149999999999999,16.5,16.5,3,"",5.5,8,"",7,7,5.5,8,"",7,7,5.5,7,7,7,"","","","","","","","","","","","","","","","",9,null,"OAH46",1,"",1,1,1]
["OAH66B","10kW以上","B",66,310,20.46,16.5,16.5,3,"",5.5,8,"",7,7,5.5,8,"",7,7,5.5,8,"",7,7,"","","","","","","","","","","","","","","",9,null,"OAH47",1,"",1,1,1]
["OAH71B","10kW以上","B",71,310,22.01,19.899999999999999,19.899999999999999,1,3,5.5,7,7,6,"",4.8,9,"",8,"",4.8,9,"",8,"",4.8,9,"",8,"","","","","","","","","","","",9,null,"OAH48",1,"",1,1,1]
["OAH72B","10kW以上","B",72,310,22.32,19.899999999999999,19.899999999999999,1,3,5.5,7,7,7,"",4.8,9,"",8,"",4.8,9,"",8,"",4.8,9,"",8,"","","","","","","","","","","",9,null,"OAH49",1,"",1,"",1]
["OAH73B","10kW以上","B",73,310,22.63,19.899999999999999,19.899999999999999,1,3,5.5,7,7,7,"",4.8,9,"",9,"",4.8,9,"",8,"",4.8,9,"",8,"","","","","","","","","","","",9,null,"OAH50",1,"",1,"",1]
["OAH74B","10kW以上","B",74,310,22.94,19.899999999999999,19.899999999999999,1,3,5.5,7,7,7,"",4.8,9,"",9,"",4.8,9,"",9,"",4.8,9,"",8,"","","","","","","","","","","",9,null,"OAH51","","",1,"",1]
["OAH75B","10kW以上","B",75,310,23.25,19.899999999999999,19.899999999999999,1,3,5.5,7,7,7,"",4.8,9,"",9,"",4.8,9,"",9,"",4.8,9,"",9,"","","","","","","","","","","",9,null,"OAH52","",1,1,"",1]
["OAH76B","10kW以上","B",76,310,23.56,19.899999999999999,19.899999999999999,1,3,5.5,8,"",7,7,4.8,9,"",9,"",4.8,9,"",9,"",4.8,9,"",9,"","","","","","","","","","","",9,null,"OAH53","",1,1,"",1]
["OAH77B","10kW以上","B",77,310,23.87,19.899999999999999,19.899999999999999,1,3,5.5,8,"",7,7,4.8,7,"",6,6,4.8,9,"",9,"",4.8,9,"",9,"","","","","","","","","","","",10,null,"OAH54","",1,1,"",1]
["OAH78B","10kW以上","B",78,310,24.18,19.899999999999999,19.899999999999999,1,3,5.5,8,"",7,7,4.8,7,"",6,6,4.8,7,"",6,6,4.8,9,"",9,"","","","","","","","","","","",11,null,"OAH55","",1,1,1,1]
["OAH79B","10kW以上","B",79,310,24.49,19.899999999999999,19.899999999999999,1,3,5.5,8,"",7,7,4.8,7,"",6,6,4.8,7,"",6,6,4.8,7,"",6,6,"","","","","","","","","","",12,null,"OAH56","",1,1,1,1]
["OAH80B","10kW以上","B",80,310,24.8,20.6,20.6,2,2,5.5,8,"",7,7,5.5,8,"",7,7,4.8,9,"",9,"",4.8,9,"",9,"","","","","","","","","","","",10,null,"OAH57","",1,1,1,1]
["OAH81B","10kW以上","B",81,310,25.11,20.6,20.6,2,2,5.5,8,"",7,7,5.5,8,"",7,7,4.8,7,"",6,6,4.8,9,"",9,"","","","","","","","","","","",11,null,"OAH58",1,1,"",1,1]
["OAH82B","10kW以上","B",82,310,25.42,20.6,20.6,2,2,5.5,8,"",7,7,5.5,8,"",7,7,4.8,7,"",6,6,4.8,7,"",6,6,"","","","","","","","","","",12,null,"OAH59",1,1,1,1,1]
["OAH83B","10kW以上","B",83,310,25.73,21.3,21.3,3,1,5.5,8,"",7,7,5.5,8,"",7,7,5.5,7,7,7,"",4.8,9,"",9,"","","","","","","","","","","",11,null,"OAH60",1,1,1,1,1]
["OAH84B","10kW以上","B",84,310,26.04,21.3,21.3,3,1,5.5,8,"",7,7,5.5,8,"",7,7,5.5,8,"",7,7,4.8,9,"",9,"","","","","","","","","","","",11,null,"OAH61",1,1,1,1,1]
["OAH85B","10kW以上","B",85,310,26.35,21.3,21.3,3,1,5.5,8,"",7,7,5.5,8,"",7,7,5.5,8,"",7,7,4.8,7,"",6,6,"","","","","","","","","","",12,null,"OAH62",1,1,1,1,1]
["OAH86B","10kW以上","B",86,310,26.66,22,22,4,"",5.5,8,"",7,7,5.5,8,"",7,7,5.5,7,7,7,"",5.5,7,7,7,"","","","","","","","","","","",12,null,"OAH63",1,1,1,1,1]
["OAH87B","10kW以上","B",87,310,26.97,22,22,4,"",5.5,8,"",7,7,5.5,8,"",7,7,5.5,8,"",7,7,5.5,7,7,7,"","","","","","","","","","","",12,null,"OAH64",1,1,1,1,1]
["OAH88B","10kW以上","B",88,310,27.28,22,22,4,"",5.5,8,"",7,7,5.5,8,"",7,7,5.5,8,"",7,7,5.5,8,"",7,7,"","","","","","","","","","",12,null,"OAH65",1,1,1,"",1]
["OAH90B","10kW以上","B",90,310,27.9,25.4,25.4,2,3,5.5,7,7,6,"",5.5,7,null,6,6,4.8,9,"",8,"",4.8,9,"",8,"",4.8,9,"",8,"","","","","","",12,null,"OAH66",1,1,1,"",1]
["OAH91B","10kW以上","B",91,310,28.21,25.4,25.4,2,3,5.5,7,7,6,"",5.5,7,7,6,"",4.8,9,"",8,"",4.8,9,"",8,"",4.8,9,"",8,"","","","","","",12,null,"OAH67",1,"",1,"",1]
["OAH92B","10kW以上","B",92,310,28.52,25.4,25.4,2,3,5.5,7,7,7,"",5.5,7,7,6,"",4.8,9,"",8,"",4.8,9,"",8,"",4.8,9,"",8,"","","","","","",12,null,"OAH68",1,"",1,"",1]
["OAH93B","10kW以上","B",93,310,28.83,25.4,25.4,2,3,5.5,7,7,7,"",5.5,7,7,7,"",4.8,9,"",8,"",4.8,9,"",8,"",4.8,9,"",8,"","","","","","",12,null,"OAH69",1,"",1,"",1]
["OAH94B","10kW以上","B",94,310,29.14,25.4,25.4,2,3,5.5,7,7,7,"",5.5,7,7,7,"",4.8,9,"",9,"",4.8,9,"",8,"",4.8,9,"",8,"","","","","","",12,null,"OAH70",1,"",1,1,1]
["OAH95B","10kW以上","B",95,310,29.45,25.4,25.4,2,3,5.5,7,7,7,"",5.5,7,7,7,"",4.8,9,"",9,"",4.8,9,"",9,"",4.8,9,"",8,"","","","","","",12,null,"OAH71",1,1,1,1,1]
["OAH96B","10kW以上","B",96,310,29.76,25.4,25.4,2,3,5.5,7,7,7,"",5.5,7,7,7,"",4.8,9,"",9,"",4.8,9,"",9,"",4.8,9,"",9,"","","","","","",12,null,"OAH72",1,1,1,1,1]
["OAH97B","10kW以上","B",97,310,30.07,25.4,25.4,2,3,5.5,8,"",7,7,5.5,7,7,7,"",4.8,9,"",9,"",4.8,9,"",9,"",4.8,9,"",9,"","","","","","",12,null,"OAH73",1,1,1,1,1]
["OAH98B","10kW以上","B",98,310,30.38,25.4,25.4,2,3,5.5,8,"",7,7,5.5,8,"",7,7,4.8,9,"",9,"",4.8,9,"",9,"",4.8,9,"",9,"","","","","","",12,null,"OAH74",1,1,1,1,1]
["OAH99B","10kW以上","B",99,310,30.69,25.4,25.4,2,3,5.5,8,"",7,7,5.5,8,"",7,7,4.8,7,"",6,6,4.8,9,"",9,"",4.8,9,"",9,"","","","","","",13,null,"OAH75",1,1,1,1,1]
["OAH100B","10kW以上","B",100,310,31,25.4,25.4,2,3,5.5,8,"",7,7,5.5,8,"",7,7,4.8,7,"",6,6,4.8,7,"",6,6,4.8,9,"",9,"","","","","","",14,null,"OAH76","",1,1,1,1]
["OAH101B","10kW以上","B",101,310,31.31,25.4,25.4,2,3,5.5,8,"",7,7,5.5,8,"",7,7,4.8,7,"",6,6,4.8,7,"",6,6,4.8,7,"",6,6,"","","","","",15,null,"OAH77","",1,1,1,1]
["OAH102B","10kW以上","B",102,310,31.62,26.1,26.1,3,2,5.5,8,"",7,7,5.5,8,"",7,7,5.5,8,"",7,7,4.8,9,"",9,"",4.8,9,"",9,"","","","","","",13,null,"OAH78","",1,1,1,1]
["OAH103B","10kW以上","B",103,310,31.93,26.1,26.1,3,2,5.5,8,"",7,7,5.5,8,"",7,7,5.5,8,"",7,7,4.8,7,"",6,6,4.8,9,"",9,"","","","","","",14,null,"OAH79","",1,1,1,1]
["OAH104B","10kW以上","B",104,310,32.24,26.1,26.1,3,2,5.5,8,"",7,7,5.5,8,"",7,7,5.5,8,"",7,7,4.8,7,"",6,6,4.8,7,"",6,6,"","","","","",15,null,"OAH80",1,1,1,1,1]
["OAH105B","10kW以上","B",105,310,32.549999999999997,26.8,26.8,4,1,5.5,8,"",7,7,5.5,8,"",7,7,5.5,8,"",7,7,5.5,7,7,7,"",4.8,9,"",9,"","","","","","",14,null,"OAH81",1,1,1,"",1]
["OAH106B","10kW以上","B",106,310,32.86,26.8,26.8,4,1,5.5,8,"",7,7,5.5,8,"",7,7,5.5,8,"",7,7,5.5,8,"",7,7,4.8,9,"",9,"","","","","","",14,null,"OAH82",1,1,1,"",1]
["OAH107B","10kW以上","B",107,310,33.17,26.8,26.8,4,1,5.5,8,"",7,7,5.5,8,"",7,7,5.5,8,"",7,7,5.5,8,"",7,7,4.8,7,"",6,6,"","","","","",15,null,"OAH83",1,1,1,"",1]
["OAH108B","10kW以上","B",108,310,33.479999999999997,27.5,27.5,5,"",5.5,8,"",7,7,5.5,8,"",7,7,5.5,8,"",7,7,5.5,7,7,7,"",5.5,7,7,7,"","","","","","",15,null,"OAH84",1,1,1,"",1]
["OAH109B","10kW以上","B",109,310,33.79,27.5,27.5,5,"",5.5,8,"",7,7,5.5,8,"",7,7,5.5,8,"",7,7,5.5,8,"",7,7,5.5,7,7,7,"","","","","","",15,null,"OAH85",1,1,1,1,1]
["OAH110B","10kW以上","B",110,310,34.1,27.5,27.5,5,"",5.5,8,"",7,7,5.5,8,"",7,7,5.5,8,"",7,7,5.5,8,"",7,7,5.5,8,"",7,7,"","","","","",15,null,"OAH86",1,1,1,1,1]
["OAH111B","10kW以上","B",111,310,34.409999999999997,30.9,30.9,3,3,5.5,7,7,6,"",5.5,7,7,6,"",5.5,7,7,6,"",4.8,9,"",8,"",4.8,9,"",8,"",4.8,9,"",8,"",15,null,"OAH87",1,1,1,1,1]
["OAH112B","10kW以上","B",112,310,34.72,30.9,30.9,3,3,5.5,7,7,7,"",5.5,7,7,6,"",5.5,7,7,6,"",4.8,9,"",8,"",4.8,9,"",8,"",4.8,9,"",8,"",15,null,"OAH88",1,1,1,1,1]
["OAH113B","10kW以上","B",113,310,35.03,30.9,30.9,3,3,5.5,7,7,7,"",5.5,7,7,7,"",5.5,7,7,6,"",4.8,9,"",8,"",4.8,9,"",8,"",4.8,9,"",8,"",15,null,"OAH89",1,"",1,1,1]
["OAH114B","10kW以上","B",114,310,35.340000000000003,30.9,30.9,3,3,5.5,7,7,7,"",5.5,7,7,7,"",5.5,7,7,7,"",4.8,9,"",8,"",4.8,9,"",8,"",4.8,9,"",8,"",15,null,"OAH90",1,1,1,1,1]
["OAH115B","10kW以上","B",115,310,35.65,30.9,30.9,3,3,5.5,7,7,7,"",5.5,7,7,7,"",5.5,7,7,7,"",4.8,9,"",9,"",4.8,9,"",8,"",4.8,9,"",8,"",15,null,"OAH91",1,1,1,1,""]
["OAH116B","10kW以上","B",116,310,35.96,30.9,30.9,3,3,5.5,7,7,7,"",5.5,7,7,7,"",5.5,7,7,7,"",4.8,9,"",9,"",4.8,9,"",9,"",4.8,9,"",8,"",15,null,"OAH92",1,1,1,1,""]
["OAH117B","10kW以上","B",117,310,36.270000000000003,30.9,30.9,3,3,5.5,7,7,7,"",5.5,7,7,7,"",5.5,7,7,7,"",4.8,9,"",9,"",4.8,9,"",9,"",4.8,9,"",9,"",15,null,"OAH93",1,1,1,1,""]
["OAH118B","10kW以上","B",118,310,36.58,30.9,30.9,3,3,5.5,8,"",7,7,5.5,7,7,7,"",5.5,7,7,7,"",4.8,9,"",9,"",4.8,9,"",9,"",4.8,9,"",9,"",15,null,"OAH94",1,1,1,1,""]
["OAH119B","10kW以上","B",119,310,36.89,30.9,30.9,3,3,5.5,8,"",7,7,5.5,8,"",7,7,5.5,7,7,7,"",4.8,9,"",9,"",4.8,9,"",9,"",4.8,9,"",9,"",15,null,"OAH95",1,1,1,1,""]
["OAH120B","10kW以上","B",120,310,37.200000000000003,30.9,30.9,3,3,5.5,8,"",7,7,5.5,8,"",7,7,5.5,8,"",7,7,4.8,9,"",9,"",4.8,9,"",9,"",4.8,9,"",9,"",15,null,"OAH96",1,1,1,1,""]
["OAL20A","10kW未満","A",20,310,6.2,4.8,4.8,"",1,4.8,7,7,6,"","","","","","","","","","","","","","","","","","","","","","","","","","",3,null,"OAH97",1,1,1,"",""]
["OAL21A","10kW未満","A",21,310,6.51,4.8,4.8,"",1,4.8,7,7,7,"","","","","","","","","","","","","","","","","","","","","","","","","","",3,null,"OAH98",1,1,1,"",""]
["OAL22A","10kW未満","A",22,310,6.82,4.8,4.8,"",1,4.8,8,"",7,7,"","","","","","","","","","","","","","","","","","","","","","","","","",3,null,"OAH99",1,1,1,"",""]
["OAL23A","10kW未満","A",23,310,7.13,5.5,5.5,1,"",5.5,8,8,7,"","","","","","","","","","","","","","","","","","","","","","","","","","",3,null,"OAH100",1,1,1,"",""]
["OAL24A","10kW未満","A",24,310,7.44,5.5,5.5,1,"",5.5,8,8,8,"","","","","","","","","","","","","","","","","","","","","","","","","","",3,null,"OAH101","",1,1,"",""]
["OAL25A","10kW未満","A",25,310,7.75,5.5,5.5,1,"",5.5,9,"",8,8,"","","","","","","","","","","","","","","","","","","","","","","","","",3,null,"OAH102",1,1,1,"",""]
["OAL39A","10kW未満","A",39,310,12.09,9.6,9.6,"",2,4.8,7,7,6,"",4.8,7,"",6,6,"","","","","","","","","","","","","","","","","","","","",6,null,"OAH103",1,1,1,"",""]
["OAL40A","10kW未満","A",40,310,12.4,9.6,9.6,"",2,4.8,7,7,6,"",4.8,7,7,6,"","","","","","","","","","","","","","","","","","","","","",6,null,"OAH104",1,1,1,"",""]
["OAL41A","10kW未満","A",41,310,12.71,9.6,9.6,"",2,4.8,7,7,7,"",4.8,7,7,6,"","","","","","","","","","","","","","","","","","","","","",6,null,"OAH105",1,1,1,"",""]
["OAL42A","10kW未満","A",42,310,13.02,9.6,9.6,"",2,4.8,7,7,7,"",4.8,7,7,7,"","","","","","","","","","","","","","","","","","","","","",6,null,"OAH106",1,1,1,"",""]
["OAL43A","10kW未満","A",43,310,13.33,9.6,9.6,"",2,4.8,8,"",7,7,4.8,7,7,7,"","","","","","","","","","","","","","","","","","","","","",6,null,"OAH107",1,1,1,"",""]
["OAL44A","10kW未満","A",44,310,13.64,9.6,9.6,"",2,4.8,8,"",7,7,4.8,8,"",7,7,"","","","","","","","","","","","","","","","","","","","",6,null,"OAH108",1,1,1,"",""]
["OAH42A","10kW以上","A",42,310,13.02,10.3,10.3,1,1,5.5,8,8,7,"",4.8,7,null,6,6,"","","","","","","","","","","","","","","","","","","","",6,null,"OAH109",1,1,1,"",""]
["OAH43A","10kW以上","A",43,310,13.33,10.3,10.3,1,1,5.5,8,8,7,"",4.8,7,7,6,"","","","","","","","","","","","","","","","","","","","","",6,null,"OAH110",1,1,1,"",""]
["OAH44A","10kW以上","A",44,310,13.64,10.3,10.3,1,1,5.5,8,8,8,"",4.8,7,7,6,"","","","","","","","","","","","","","","","","","","","","",6,null,"OAH111",1,1,1,"",""]
["OAH45A","10kW以上","A",45,310,13.95,10.3,10.3,1,1,5.5,8,8,8,"",4.8,7,7,7,"","","","","","","","","","","","","","","","","","","","","",6,null,"OAH112",1,1,1,"",""]
["OAH46A","10kW以上","A",46,310,14.26,10.3,10.3,1,1,5.5,9,"",8,8,4.8,7,7,7,"","","","","","","","","","","","","","","","","","","","","",6,null,"OAH113",1,1,1,"",""]
["OAH47A","10kW以上","A",47,310,14.57,10.3,10.3,1,1,5.5,9,"",8,8,4.8,8,"",7,7,"","","","","","","","","","","","","","","","","","","","",6,null,"OAH114",1,1,1,"",""]
["OAH48A","10kW以上","A",48,310,14.88,11,11,2,"",5.5,8,8,8,"",5.5,8,8,8,"","","","","","","","","","","","","","","","","","","","","",6,null,"OAH115",1,1,"","",""]
["OAH49A","10kW以上","A",49,310,15.19,11,11,2,"",5.5,9,"",8,8,5.5,8,8,8,"","","","","","","","","","","","","","","","","","","","","",6,null,"OAH116",1,1,"","",""]
["OAH50A","10kW以上","A",50,310,15.5,11,11,2,"",5.5,9,"",8,8,5.5,9,"",8,8,"","","","","","","","","","","","","","","","","","","","",6,null,"OAH117",1,1,"","",""]
["OAH58A","10kW以上","A",58,310,17.98,14.399999999999999,14.4,"",3,4.8,7,7,6,"",4.8,7,"",6,6,4.8,7,"",6,6,"","","","","","","","","","","","","","","",9,null,"OAH118",1,1,"","",""]
["OAH59A","10kW以上","A",59,310,18.29,14.399999999999999,14.4,"",3,4.8,7,7,6,"",4.8,7,7,6,"",4.8,7,"",6,6,"","","","","","","","","","","","","","","",9,null,"OAH119",1,1,"","",""]
["OAH60A","10kW以上","A",60,310,18.600000000000001,14.399999999999999,14.4,"",3,4.8,7,7,6,"",4.8,7,7,6,"",4.8,7,7,6,"","","","","","","","","","","","","","","","",9,null,"OAH120",1,1,"","",""]
["OAH61A","10kW以上","A",61,310,18.91,14.399999999999999,14.4,"",3,4.8,7,7,7,"",4.8,7,7,6,"",4.8,7,7,6,"","","","","","","","","","","","","","","","",9,null,"OBH29","","","","",""]
["OAH62A","10kW以上","A",62,310,19.22,14.399999999999999,14.4,"",3,4.8,7,7,7,"",4.8,7,7,7,"",4.8,7,7,6,"","","","","","","","","","","","","","","","",9,null,"OBH30","","","","",""]
["OAH63A","10kW以上","A",63,310,19.53,14.399999999999999,14.4,"",3,4.8,7,7,7,"",4.8,7,7,7,"",4.8,7,7,7,"","","","","","","","","","","","","","","","",9,null,"OBH31","","",1,1,1]
["OAH64A","10kW以上","A",64,310,19.84,14.399999999999999,14.4,"",3,4.8,8,"",7,7,4.8,7,7,7,"",4.8,7,7,7,"","","","","","","","","","","","","","","","",9,null,"OBH32","","",1,1,1]
["OAH65A","10kW以上","A",65,310,20.149999999999999,14.399999999999999,14.4,"",3,4.8,8,"",7,7,4.8,8,"",7,7,4.8,7,7,7,"","","","","","","","","","","","","","","","",9,null,"OBH33","","",1,"",1]
["OAH66A","10kW以上","A",66,310,20.46,14.399999999999999,14.4,"",3,4.8,8,"",7,7,4.8,8,"",7,7,4.8,8,"",7,7,"","","","","","","","","","","","","","","",9,null,"OBH34","","",1,"",1]
["OAH67A","10kW以上","A",67,310,20.77,15.1,15.1,1,2,5.5,9,"",8,8,4.8,7,7,7,"",4.8,7,7,7,"","","","","","","","","","","","","","","","",9,null,"OBH35","",1,1,"",1]
["OAH68A","10kW以上","A",68,310,21.08,15.1,15.1,1,2,5.5,9,"",8,8,4.8,8,"",7,7,4.8,7,7,7,"","","","","","","","","","","","","","","","",9,null,"OBH36","",1,1,"",1]
["OAH69A","10kW以上","A",69,310,21.39,15.1,15.1,1,2,5.5,9,"",8,8,4.8,8,"",7,7,4.8,8,"",7,7,"","","","","","","","","","","","","","","",9,null,"OBH37","",1,"",1,1]
["OAH70A","10kW以上","A",70,310,21.7,15.8,15.8,2,1,5.5,9,"",8,8,5.5,8,8,8,"",4.8,7,7,7,"","","","","","","","","","","","","","","","",9,null,"OBH38","",1,"",1,1]
["OAH71A","10kW以上","A",71,310,22.01,15.8,15.8,2,1,5.5,9,"",8,8,5.5,9,"",8,8,4.8,7,7,7,"","","","","","","","","","","","","","","","",9,null,"OBH39","",1,"",1,1]
["OAH72A","10kW以上","A",72,310,22.32,15.8,15.8,2,1,5.5,9,"",8,8,5.5,9,"",8,8,4.8,8,"",7,7,"","","","","","","","","","","","","","","",9,null,"OBH40",1,1,"",1,1]
["OAH73A","10kW以上","A",73,310,22.63,16.5,16.5,3,"",5.5,9,"",8,8,5.5,8,8,8,"",5.5,8,8,8,"","","","","","","","","","","","","","","","",9,null,"OBH41",1,1,"",1,1]
["OAH74A","10kW以上","A",74,310,22.94,16.5,16.5,3,"",5.5,9,"",8,8,5.5,9,"",8,8,5.5,8,8,8,"","","","","","","","","","","","","","","","",9,null,"OBH42",1,1,"",1,1]
["OAH75A","10kW以上","A",75,310,23.25,16.5,16.5,3,"",5.5,9,"",8,8,5.5,9,"",8,8,5.5,9,"",8,8,"","","","","","","","","","","","","","","",9,null,"OBH43",1,"",1,1,1]
["OAH80A","10kW以上","A",80,310,24.8,19.899999999999999,19.899999999999999,1,3,5.5,8,8,7,"",4.8,7,"",6,6,4.8,7,"",6,6,4.8,7,"",6,6,"","","","","","","","","","",12,null,"OBH44",1,"",1,1,1]
["OAH81A","10kW以上","A",81,310,25.11,19.899999999999999,19.899999999999999,1,3,5.5,8,8,7,"",4.8,7,7,6,"",4.8,7,"",6,6,4.8,7,"",6,6,"","","","","","","","","","",12,null,"OBH45",1,"",1,1,1]
["OAH82A","10kW以上","A",82,310,25.42,19.899999999999999,19.899999999999999,1,3,5.5,8,8,7,"",4.8,7,7,6,"",4.8,7,7,6,"",4.8,7,"",6,6,"","","","","","","","","","",12,null,"OBH46",1,"",1,1,1]
["OAH83A","10kW以上","A",83,310,25.73,19.899999999999999,19.899999999999999,1,3,5.5,8,8,7,"",4.8,7,7,6,"",4.8,7,7,6,"",4.8,7,7,6,"","","","","","","","","","","",12,null,"OBH47",1,"",1,1,1]
["OAH84A","10kW以上","A",84,310,26.04,19.899999999999999,19.899999999999999,1,3,5.5,8,8,8,"",4.8,7,7,6,"",4.8,7,7,6,"",4.8,7,7,6,"","","","","","","","","","","",12,null,"OBH48",1,"",1,1,1]
["OAH85A","10kW以上","A",85,310,26.35,19.899999999999999,19.899999999999999,1,3,5.5,8,8,8,"",4.8,7,7,7,"",4.8,7,7,6,"",4.8,7,7,6,"","","","","","","","","","","",12,null,"OBH49","",1,1,"",1]
["OAH86A","10kW以上","A",86,310,26.66,19.899999999999999,19.899999999999999,1,3,5.5,8,8,8,"",4.8,7,7,7,"",4.8,7,7,7,"",4.8,7,7,6,"","","","","","","","","","","",12,null,"OBH50","",1,1,"",1]
["OAH87A","10kW以上","A",87,310,26.97,19.899999999999999,19.899999999999999,1,3,5.5,8,8,8,"",4.8,7,7,7,"",4.8,7,7,7,"",4.8,7,7,7,"","","","","","","","","","","",12,null,"OBH51","",1,1,1,1]
["OAH88A","10kW以上","A",88,310,27.28,19.899999999999999,19.899999999999999,1,3,5.5,9,"",8,8,4.8,7,7,7,"",4.8,7,7,7,"",4.8,7,7,7,"","","","","","","","","","","",12,null,"OBH52","",1,1,1,1]
["OAH89A","10kW以上","A",89,310,27.59,19.899999999999999,19.899999999999999,1,3,5.5,9,"",8,8,4.8,8,"",7,7,4.8,7,7,7,"",4.8,7,7,7,"","","","","","","","","","","",12,null,"OBH53","",1,1,1,1]
["OAH90A","10kW以上","A",90,310,27.9,19.899999999999999,19.899999999999999,1,3,5.5,9,"",8,8,4.8,8,"",7,7,4.8,8,"",7,7,4.8,7,7,7,"","","","","","","","","","","",12,null,"OBH54","",1,1,1,1]
["OAH91A","10kW以上","A",91,310,28.21,19.899999999999999,19.899999999999999,1,3,5.5,9,"",8,8,4.8,8,"",7,7,4.8,8,"",7,7,4.8,8,"",7,7,"","","","","","","","","","",12,null,"OBH55",1,1,"",1,1]
["OAH92A","10kW以上","A",92,310,28.52,20.6,20.6,2,2,5.5,9,"",8,8,5.5,9,"",8,8,4.8,7,7,7,"",4.8,7,7,7,"","","","","","","","","","","",12,null,"OBH56",1,1,"",1,1]
["OAH93A","10kW以上","A",93,310,28.83,20.6,20.6,2,2,5.5,9,"",8,8,5.5,9,"",8,8,4.8,8,"",7,7,4.8,7,7,7,"","","","","","","","","","","",12,null,"OBH57",1,1,"",1,1]
["OAH94A","10kW以上","A",94,310,29.14,20.6,20.6,2,2,5.5,9,"",8,8,5.5,9,"",8,8,4.8,8,"",7,7,4.8,8,"",7,7,"","","","","","","","","","",12,null,"OBH58",1,1,"",1,1]
["OAH95A","10kW以上","A",95,310,29.45,21.3,21.3,3,1,5.5,9,"",8,8,5.5,9,"",8,8,5.5,8,8,8,"",4.8,7,7,7,"","","","","","","","","","","",12,null,"OBH59",1,1,1,1,1]
["OAH96A","10kW以上","A",96,310,29.76,21.3,21.3,3,1,5.5,9,"",8,8,5.5,9,"",8,8,5.5,9,"",8,8,4.8,7,7,7,"","","","","","","","","","","",12,null,"OBH60",1,1,1,1,1]
["OAH97A","10kW以上","A",97,310,30.07,21.3,21.3,3,1,5.5,9,"",8,8,5.5,9,"",8,8,5.5,9,"",8,8,4.8,8,"",7,7,"","","","","","","","","","",12,null,"OBH61",1,1,1,1,1]
["OAH98A","10kW以上","A",98,310,30.38,22,22,4,"",5.5,9,"",8,8,5.5,9,"",8,8,5.5,8,8,8,"",5.5,8,8,8,"","","","","","","","","","","",12,null,"OBH62",1,1,1,1,1]
["OAH99A","10kW以上","A",99,310,30.69,22,22,4,"",5.5,9,"",8,8,5.5,9,"",8,8,5.5,9,"",8,8,5.5,8,8,8,"","","","","","","","","","","",12,null,"OBH63",1,1,1,1,1]
["OAH100A","10kW以上","A",100,310,31,22,22,4,"",5.5,9,"",8,8,5.5,9,"",8,8,5.5,9,"",8,8,5.5,9,"",8,8,"","","","","","","","","","",12,null,"OBH64",1,"",1,1,1]
["OAH102A","10kW以上","A",102,310,31.62,25.4,25.4,2,3,5.5,8,8,7,"",5.5,8,7,7,"",4.8,7,"",6,6,4.8,7,"",6,6,4.8,7,"",6,6,"","","","","",15,null,"OBH65",1,"",1,1,1]
["OAH103A","10kW以上","A",103,310,31.93,25.4,25.4,2,3,5.5,8,8,7,"",5.5,8,8,7,"",4.8,7,"",6,6,4.8,7,"",6,6,4.8,7,"",6,6,"","","","","",15,null,"OBH66",1,"",1,1,1]
["OAH104A","10kW以上","A",104,310,32.24,25.4,25.4,2,3,5.5,8,8,7,"",5.5,8,8,7,"",4.8,7,7,6,"",4.8,7,"",6,6,4.8,7,"",6,6,"","","","","",15,null,"OBH67",1,1,1,1,1]
["OAH105A","10kW以上","A",105,310,32.549999999999997,25.4,25.4,2,3,5.5,8,8,7,"",5.5,8,8,7,"",4.8,7,7,6,"",4.8,7,7,6,"",4.8,7,"",6,6,"","","","","",15,null,"OBH68",1,1,1,1,1]
["OAH106A","10kW以上","A",106,310,32.86,25.4,25.4,2,3,5.5,8,8,7,"",5.5,8,8,7,"",4.8,7,7,6,"",4.8,7,7,6,"",4.8,7,7,6,"","","","","","",15,null,"OBH69",1,1,1,1,1]
["OAH107A","10kW以上","A",107,310,33.17,25.4,25.4,2,3,5.5,8,8,8,"",5.5,8,8,7,"",4.8,7,7,6,"",4.8,7,7,6,"",4.8,7,7,6,"","","","","","",15,null,"OBH70",1,1,1,1,1]
["OAH108A","10kW以上","A",108,310,33.479999999999997,25.4,25.4,2,3,5.5,8,8,8,"",5.5,8,8,8,"",4.8,7,7,6,"",4.8,7,7,6,"",4.8,7,7,6,"","","","","","",15,null,"OBH71",1,1,1,1,1]
["OAH109A","10kW以上","A",109,310,33.79,25.4,25.4,2,3,5.5,8,8,8,"",5.5,8,8,8,"",4.8,7,7,7,"",4.8,7,7,6,"",4.8,7,7,6,"","","","","","",15,null,"OBH72",1,1,1,1,1]
["OAH110A","10kW以上","A",110,310,34.1,25.4,25.4,2,3,5.5,8,8,8,"",5.5,8,8,8,"",4.8,7,7,7,"",4.8,7,7,7,"",4.8,7,7,6,"","","","","","",15,null,"OBH73","",1,"",1,1]
["OAH111A","10kW以上","A",111,310,34.409999999999997,25.4,25.4,2,3,5.5,8,8,8,"",5.5,8,8,8,"",4.8,7,7,7,"",4.8,7,7,7,"",4.8,7,7,7,"","","","","","",15,null,"OBH74","",1,"",1,1]
["OAH112A","10kW以上","A",112,310,34.72,25.4,25.4,2,3,5.5,9,"",8,8,5.5,8,8,8,"",4.8,7,7,7,"",4.8,7,7,7,"",4.8,7,7,7,"","","","","","",15,null,"OBH75","",1,1,1,1]
["OAH113A","10kW以上","A",113,310,35.03,25.4,25.4,2,3,5.5,9,"",8,8,5.5,9,"",8,8,4.8,7,7,7,"",4.8,7,7,7,"",4.8,7,7,7,"","","","","","",15,null,"OBH76",1,1,1,1,1]
["OAH114A","10kW以上","A",114,310,35.340000000000003,25.4,25.4,2,3,5.5,9,"",8,8,5.5,9,"",8,8,4.8,8,"",7,7,4.8,7,7,7,"",4.8,7,7,7,"","","","","","",15,null,"OBH77",1,1,1,1,1]
["OAH115A","10kW以上","A",115,310,35.65,25.4,25.4,2,3,5.5,9,"",8,8,5.5,9,"",8,8,4.8,8,"",7,7,4.8,8,"",7,7,4.8,7,7,7,"","","","","","",15,null,"OBH78",1,1,1,1,1]
["OAH116A","10kW以上","A",116,310,35.96,25.4,25.4,2,3,5.5,9,"",8,8,5.5,9,"",8,8,4.8,8,"",7,7,4.8,8,"",7,7,4.8,8,"",7,7,"","","","","",15,null,"OBH79",1,1,1,1,1]
["OAH117A","10kW以上","A",117,310,36.270000000000003,26.1,26.1,3,2,5.5,9,"",8,8,5.5,9,"",8,8,5.5,9,"",8,8,4.8,7,7,7,"",4.8,7,7,7,"","","","","","",15,null,"OBH80",1,1,1,1,1]
["OAH118A","10kW以上","A",118,310,36.58,26.1,26.1,3,2,5.5,9,"",8,8,5.5,9,"",8,8,5.5,9,"",8,8,4.8,8,"",7,7,4.8,7,7,7,"","","","","","",15,null,"OBH81",1,1,1,1,1]
["OAH119A","10kW以上","A",119,310,36.89,26.1,26.1,3,2,5.5,9,"",8,8,5.5,9,"",8,8,5.5,9,"",8,8,4.8,8,"",7,7,4.8,8,"",7,7,"","","","","",15,null,"OBH82",1,1,1,1,1]
["OAH120A","10kW以上","A",120,310,37.200000000000003,26.8,26.8,4,1,5.5,9,"",8,8,5.5,9,"",8,8,5.5,9,"",8,8,5.5,8,8,8,"",4.8,7,7,7,"","","","","","",15,null,"OBH83",1,1,1,1,1]
["OBL12E","10kW未満","E",12,325,3.9,4.8,3.9,"",1,4.8,6,"",6,"","","","","","","","","","","","","","","","","","","","","","","","","","",2,null,"OBH84",1,1,1,1,1]
["OBL13E","10kW未満","E",13,325,4.2249999999999996,5.5,4.2,1,"",5.5,7,"",6,"","","","","","","","","","","","","","","","","","","","","","","","","","",2,null,"OBH85",1,1,1,1,""]
["OBL14E","10kW未満","E",14,325,4.55,5.5,4.5,1,"",5.5,7,"",7,"","","","","","","","","","","","","","","","","","","","","","","","","","",2,null,"OBH86",1,1,1,1,""]
["OBL22E","10kW未満","E",22,325,7.15,9.6,7.1,"",2,4.8,6,"",5,"",4.8,6,"",5,"","","","","","","","","","","","","","","","","","","","","",4,null,"OBH87",1,1,1,1,""]
["OBL23E","10kW未満","E",23,325,7.4749999999999996,9.6,7.4,"",2,4.8,6,"",6,"",4.8,6,"",5,"","","","","","","","","","","","","","","","","","","","","",4,null,"OBH88",1,1,1,1,""]
["OBL24E","10kW未満","E",24,325,7.8,9.6,7.8,"",2,4.8,6,"",6,"",4.8,6,"",6,"","","","","","","","","","","","","","","","","","","","","",4,null,"OBH89",1,1,1,1,""]
["OBL25E","10kW未満","E",25,325,8.125,10.3,8.1,1,1,5.5,7,"",7,"",4.8,6,"",5,"","","","","","","","","","","","","","","","","","","","","",4,null,"OBH90",1,1,1,1,""]
["OBL26E","10kW未満","E",26,325,8.4499999999999993,10.3,8.4,1,1,5.5,7,"",7,"",4.8,6,"",6,"","","","","","","","","","","","","","","","","","","","","",4,null,"OBH91",1,1,1,1,""]
["OBL27E","10kW未満","E",27,325,8.7750000000000004,11,8.6999999999999993,2,"",5.5,7,"",7,"",5.5,7,"",6,"","","","","","","","","","","","","","","","","","","","","",4,null,"OBH92",1,1,1,1,""]
["OBL28E","10kW未満","E",28,325,9.1,11,9.1,2,"",5.5,7,"",7,"",5.5,7,"",7,"","","","","","","","","","","","","","","","","","","","","",4,null,"OBH93",1,1,1,1,""]
["OBH31E","10kW以上","E",31,325,10.074999999999999,14.399999999999999,10,"",3,4.8,6,"",5,"",4.8,5,"",5,"",4.8,5,"",5,"","","","","","","","","","","","","","","","",6,null,"OBH94",1,1,1,1,""]
["OBH32E","10kW以上","E",32,325,10.4,14.399999999999999,10.4,"",3,4.8,6,"",5,"",4.8,6,"",5,"",4.8,5,"",5,"","","","","","","","","","","","","","","","",6,null,"OBH95",1,1,1,1,""]
["OBH33E","10kW以上","E",33,325,10.725,14.399999999999999,10.7,"",3,4.8,6,"",5,"",4.8,6,"",5,"",4.8,6,"",5,"","","","","","","","","","","","","","","","",6,null,"OBH96",1,1,1,1,""]
["OBH34E","10kW以上","E",34,325,11.05,14.399999999999999,11,"",3,4.8,6,"",6,"",4.8,6,"",5,"",4.8,6,"",5,"","","","","","","","","","","","","","","","",6,null,"OBH97",1,1,1,"",""]
["OBH35E","10kW以上","E",35,325,11.375,14.399999999999999,11.3,"",3,4.8,6,"",6,"",4.8,6,"",6,"",4.8,6,"",5,"","","","","","","","","","","","","","","","",6,null,"OBH98",1,1,1,"",""]
["OBH36E","10kW以上","E",36,325,11.7,14.399999999999999,11.7,"",3,4.8,6,"",6,"",4.8,6,"",6,"",4.8,6,"",6,"","","","","","","","","","","","","","","","",6,null,"OBH99",1,1,1,"",""]
["OBH37E","10kW以上","E",37,325,12.025,15.1,12,1,2,5.5,7,"",7,"",4.8,6,"",6,"",4.8,6,"",5,"","","","","","","","","","","","","","","","",6,null,"OBH100",1,1,1,"",""]
["OBH38E","10kW以上","E",38,325,12.35,15.1,12.3,1,2,5.5,7,"",7,"",4.8,6,"",6,"",4.8,6,"",6,"","","","","","","","","","","","","","","","",6,null,"OBH101",1,1,1,"",""]
["OBH39E","10kW以上","E",39,325,12.675000000000001,15.8,12.6,2,1,5.5,7,"",7,"",5.5,7,"",7,"",4.8,6,"",5,"","","","","","","","","","","","","","","","",6,null,"OBH102",1,1,1,"",""]
["OBH40E","10kW以上","E",40,325,13,15.8,13,2,1,5.5,7,"",7,"",5.5,7,"",7,"",4.8,6,"",6,"","","","","","","","","","","","","","","","",6,null,"OBH103",1,1,1,"",""]
["OBH41E","10kW以上","E",41,325,13.324999999999999,16.5,13.3,3,"",5.5,7,"",7,"",5.5,7,"",7,"",5.5,7,"",6,"","","","","","","","","","","","","","","","",6,null,"OBH104",1,1,1,"",""]
["OBH42E","10kW以上","E",42,325,13.65,16.5,13.6,3,"",5.5,7,"",7,"",5.5,7,"",7,"",5.5,7,"",7,"","","","","","","","","","","","","","","","",6,null,"OBH105",1,1,1,"",""]
["OBH43E","10kW以上","E",43,325,13.975,19.899999999999999,13.9,1,3,5.5,7,"",6,"",4.8,5,"",5,"",4.8,5,"",5,"",4.8,5,"",5,"","","","","","","","","","","",8,null,"OBH106",1,1,1,"",""]
["OBH44E","10kW以上","E",44,325,14.3,19.899999999999999,14.3,1,3,5.5,7,"",6,"",4.8,6,"",5,"",4.8,5,"",5,"",4.8,5,"",5,"","","","","","","","","","","",8,null,"OBH107",1,1,1,"",""]
["OBH45E","10kW以上","E",45,325,14.625,19.899999999999999,14.6,1,3,5.5,7,"",6,"",4.8,6,"",5,"",4.8,6,"",5,"",4.8,5,"",5,"","","","","","","","","","","",8,null,"OBH108",1,1,1,"",""]
["OBH46E","10kW以上","E",46,325,14.95,19.899999999999999,14.9,1,3,5.5,7,"",6,"",4.8,6,"",5,"",4.8,6,"",5,"",4.8,6,"",5,"","","","","","","","","","","",8,null,"OBH109",1,1,"","",""]
["OBH47E","10kW以上","E",47,325,15.275,19.899999999999999,15.2,1,3,5.5,7,"",7,"",4.8,6,"",5,"",4.8,6,"",5,"",4.8,6,"",5,"","","","","","","","","","","",8,null,"OBH110",1,1,"","",""]
["OBH48E","10kW以上","E",48,325,15.6,19.899999999999999,15.6,1,3,5.5,7,"",7,"",4.8,6,"",6,"",4.8,6,"",5,"",4.8,6,"",5,"","","","","","","","","","","",8,null,"OBH111",1,1,"","",""]
["OBH49E","10kW以上","E",49,325,15.925000000000001,19.899999999999999,15.9,1,3,5.5,7,"",7,"",4.8,6,"",6,"",4.8,6,"",6,"",4.8,6,"",5,"","","","","","","","","","","",8,null,"OBH112",1,1,"","",""]
["OBH50E","10kW以上","E",50,325,16.25,19.899999999999999,16.2,1,3,5.5,7,"",7,"",4.8,6,"",6,"",4.8,6,"",6,"",4.8,6,"",6,"","","","","","","","","","","",8,null,"OBH113",1,1,"","",""]
["OBH51E","10kW以上","E",51,325,16.574999999999999,20.6,16.5,2,2,5.5,7,"",7,"",5.5,7,"",7,"",4.8,6,"",6,"",4.8,6,"",5,"","","","","","","","","","","",8,null,"OBH114",1,1,"","",""]
["OBH52E","10kW以上","E",52,325,16.899999999999999,20.6,16.899999999999999,2,2,5.5,7,"",7,"",5.5,7,"",7,"",4.8,6,"",6,"",4.8,6,"",6,"","","","","","","","","","","",8,null,"OBH115",1,1,"","",""]
["OBH53E","10kW以上","E",53,325,17.225000000000001,21.3,17.2,3,1,5.5,7,"",7,"",5.5,7,"",7,"",5.5,7,"",7,"",4.8,6,"",5,"","","","","","","","","","","",8,null,"OBH116",1,1,"","",""]
["OBH54E","10kW以上","E",54,325,17.55,21.3,17.5,3,1,5.5,7,"",7,"",5.5,7,"",7,"",5.5,7,"",7,"",4.8,6,"",6,"","","","","","","","","","","",8,null,"OBH117",1,1,"","",""]
["OBH55E","10kW以上","E",55,325,17.875,22,17.8,4,"",5.5,7,"",7,"",5.5,7,"",7,"",5.5,7,"",7,"",5.5,7,"",6,"","","","","","","","","","","",8,null,"OBH118",1,1,"","",""]
["OBH56E","10kW以上","E",56,325,18.2,22,18.2,4,"",5.5,7,"",7,"",5.5,7,"",7,"",5.5,7,"",7,"",5.5,7,"",7,"","","","","","","","","","","",8,null,"OBH119",1,1,"","",""]
["OBH57E","10kW以上","E",57,325,18.524999999999999,25.4,18.5,2,3,5.5,7,"",6,"",5.5,7,"",6,"",4.8,6,"",5,"",4.8,5,"",5,"",4.8,5,"",5,"","","","","","",10,null,"OBH120",1,1,"","",""]
["OBH58E","10kW以上","E",58,325,18.850000000000001,25.4,18.8,2,3,5.5,7,"",6,"",5.5,7,"",6,"",4.8,6,"",5,"",4.8,6,"",5,"",4.8,5,"",5,"","","","","","",10,null,"OCH29","","","",1,1]
["OBH59E","10kW以上","E",59,325,19.175000000000001,25.4,19.100000000000001,2,3,5.5,7,"",6,"",5.5,7,"",6,"",4.8,6,"",5,"",4.8,6,"",5,"",4.8,6,"",5,"","","","","","",10,null,"OCH30","","",1,1,1]
["OBH60E","10kW以上","E",60,325,19.5,25.4,19.5,2,3,5.5,7,"",7,"",5.5,7,"",6,"",4.8,6,"",5,"",4.8,6,"",5,"",4.8,6,"",5,"","","","","","",10,null,"OCH31","","",1,"",1]
["OBH61E","10kW以上","E",61,325,19.824999999999999,25.4,19.8,2,3,5.5,7,"",7,"",5.5,7,"",7,"",4.8,6,"",5,"",4.8,6,"",5,"",4.8,6,"",5,"","","","","","",10,null,"OCH32","","",1,"",1]
["OBH62E","10kW以上","E",62,325,20.149999999999999,25.4,20.100000000000001,2,3,5.5,7,"",7,"",5.5,7,"",7,"",4.8,6,"",6,"",4.8,6,"",5,"",4.8,6,"",5,"","","","","","",10,null,"OCH33","",1,1,"",1]
["OBH63E","10kW以上","E",63,325,20.475000000000001,25.4,20.399999999999999,2,3,5.5,7,"",7,"",5.5,7,"",7,"",4.8,6,"",6,"",4.8,6,"",6,"",4.8,6,"",5,"","","","","","",10,null,"OCH34","",1,1,1,1]
["OBH64E","10kW以上","E",64,325,20.8,25.4,20.8,2,3,5.5,7,"",7,"",5.5,7,"",7,"",4.8,6,"",6,"",4.8,6,"",6,"",4.8,6,"",6,"","","","","","",10,null,"OCH35","",1,"",1,1]
["OBH65E","10kW以上","E",65,325,21.125,26.1,21.1,3,2,5.5,7,"",7,"",5.5,7,"",7,"",5.5,7,"",7,"",4.8,6,"",6,"",4.8,6,"",5,"","","","","","",10,null,"OCH36","",1,"",1,1]
["OBH66E","10kW以上","E",66,325,21.45,26.1,21.4,3,2,5.5,7,"",7,"",5.5,7,"",7,"",5.5,7,"",7,"",4.8,6,"",6,"",4.8,6,"",6,"","","","","","",10,null,"OCH37",1,1,"",1,1]
["OBH67E","10kW以上","E",67,325,21.774999999999999,26.8,21.7,4,1,5.5,7,"",7,"",5.5,7,"",7,"",5.5,7,"",7,"",5.5,7,"",7,"",4.8,6,"",5,"","","","","","",10,null,"OCH38",1,1,"",1,1]
["OBH68E","10kW以上","E",68,325,22.1,26.8,22.1,4,1,5.5,7,"",7,"",5.5,7,"",7,"",5.5,7,"",7,"",5.5,7,"",7,"",4.8,6,"",6,"","","","","","",10,null,"OCH39",1,"","",1,1]
["OBH69E","10kW以上","E",69,325,22.425000000000001,27.5,22.4,5,"",5.5,7,"",7,"",5.5,7,"",7,"",5.5,7,"",7,"",5.5,7,"",7,"",5.5,7,"",6,"","","","","","",10,null,"OCH40",1,"",1,1,1]
["OBH70E","10kW以上","E",70,325,22.75,27.5,22.7,5,"",5.5,7,"",7,"",5.5,7,"",7,"",5.5,7,"",7,"",5.5,7,"",7,"",5.5,7,"",7,"","","","","","",10,null,"OCH41",1,"",1,1,1]
["OBH71E","10kW以上","E",71,325,23.074999999999999,30.9,23,3,3,5.5,7,"",6,"",5.5,7,"",6,"",5.5,7,"",6,"",4.8,6,"",5,"",4.8,6,"",5,"",4.8,5,"",5,"",12,null,"OCH42",1,"",1,1,1]
["OBH72E","10kW以上","E",72,325,23.4,30.9,23.4,3,3,5.5,7,"",6,"",5.5,7,"",6,"",5.5,7,"",6,"",4.8,6,"",5,"",4.8,6,"",5,"",4.8,6,"",5,"",12,null,"OCH43",1,"",1,1,1]
["OBH73E","10kW以上","E",73,325,23.725000000000001,30.9,23.7,3,3,5.5,7,"",7,"",5.5,7,"",6,"",5.5,7,"",6,"",4.8,6,"",5,"",4.8,6,"",5,"",4.8,6,"",5,"",12,null,"OCH44",1,"",1,1,1]
["OBH74E","10kW以上","E",74,325,24.05,30.9,24,3,3,5.5,7,"",7,"",5.5,7,"",7,"",5.5,7,"",6,"",4.8,6,"",5,"",4.8,6,"",5,"",4.8,6,"",5,"",12,null,"OCH45","","",1,1,1]
["OBH75E","10kW以上","E",75,325,24.375,30.9,24.3,3,3,5.5,7,"",7,"",5.5,7,"",7,"",5.5,7,"",7,"",4.8,6,"",5,"",4.8,6,"",5,"",4.8,6,"",5,"",12,null,"OCH46","",1,1,"",1]
["OBH76E","10kW以上","E",76,325,24.7,30.9,24.7,3,3,5.5,7,"",7,"",5.5,7,"",7,"",5.5,7,"",7,"",4.8,6,"",6,"",4.8,6,"",5,"",4.8,6,"",5,"",12,null,"OCH47","",1,1,1,1]
["OBH77E","10kW以上","E",77,325,25.024999999999999,30.9,25,3,3,5.5,7,"",7,"",5.5,7,"",7,"",5.5,7,"",7,"",4.8,6,"",6,"",4.8,6,"",6,"",4.8,6,"",5,"",12,null,"OCH48","",1,1,1,1]
["OBH78E","10kW以上","E",78,325,25.35,30.9,25.3,3,3,5.5,7,"",7,"",5.5,7,"",7,"",5.5,7,"",7,"",4.8,6,"",6,"",4.8,6,"",6,"",4.8,6,"",6,"",12,null,"OCH49","",1,1,1,1]
["OBH79E","10kW以上","E",79,325,25.675000000000001,31.6,25.6,4,2,5.5,7,"",7,"",5.5,7,"",7,"",5.5,7,"",7,"",5.5,7,"",7,"",4.8,6,"",6,"",4.8,6,"",5,"",12,null,"OCH50","",1,1,1,1]
["OBH80E","10kW以上","E",80,325,26,31.6,26,4,2,5.5,7,"",7,"",5.5,7,"",7,"",5.5,7,"",7,"",5.5,7,"",7,"",4.8,6,"",6,"",4.8,6,"",6,"",12,null,"OCH51","",1,1,1,1]
["OBH81E","10kW以上","E",81,325,26.324999999999999,32.299999999999997,26.3,5,1,5.5,7,"",7,"",5.5,7,"",7,"",5.5,7,"",7,"",5.5,7,"",7,"",5.5,7,"",7,"",4.8,6,"",5,"",12,null,"OCH52",1,1,"",1,1]
["OBH82E","10kW以上","E",82,325,26.65,32.299999999999997,26.6,5,1,5.5,7,"",7,"",5.5,7,"",7,"",5.5,7,"",7,"",5.5,7,"",7,"",5.5,7,"",7,"",4.8,6,"",6,"",12,null,"OCH53",1,1,"",1,1]
["OBH83E","10kW以上","E",83,325,26.975000000000001,33,26.9,6,"",5.5,7,"",7,"",5.5,7,"",7,"",5.5,7,"",7,"",5.5,7,"",7,"",5.5,7,"",7,"",5.5,7,"",6,"",12,null,"OCH54",1,1,"",1,1]
["OBH84E","10kW以上","E",84,325,27.3,33,27.3,6,"",5.5,7,"",7,"",5.5,7,"",7,"",5.5,7,"",7,"",5.5,7,"",7,"",5.5,7,"",7,"",5.5,7,"",7,"",12,null,"OCH55",1,1,1,1,1]
["OBL13D","10kW未満","D",13,325,4.2249999999999996,4.8,4.2,"",1,4.8,7,"",6,"","","","","","","","","","","","","","","","","","","","","","","","","","",2,null,"OCH56",1,1,1,1,1]
["OBL14D","10kW未満","D",14,325,4.55,4.8,4.5,"",1,4.8,7,"",7,"","","","","","","","","","","","","","","","","","","","","","","","","","",2,null,"OCH57",1,1,1,1,1]
["OBL15D","10kW未満","D",15,325,4.875,5.5,4.8,1,"",5.5,8,"",7,"","","","","","","","","","","","","","","","","","","","","","","","","","",2,null,"OCH58",1,"",1,1,1]
["OBL16D","10kW未満","D",16,325,5.2,5.5,5.2,1,"",5.5,8,"",8,"","","","","","","","","","","","","","","","","","","","","","","","","","",2,null,"OCH59",1,"",1,1,1]
["OBL25D","10kW未満","D",25,325,8.125,9.6,8.1,"",2,4.8,7,"",6,"",4.8,6,"",6,"","","","","","","","","","","","","","","","","","","","","",4,null,"OCH60",1,"",1,1,1]
["OBL26D","10kW未満","D",26,325,8.4499999999999993,9.6,8.4,"",2,4.8,7,"",6,"",4.8,7,"",6,"","","","","","","","","","","","","","","","","","","","","",4,null,"OCH61",1,"",1,1,1]
["OBL27D","10kW未満","D",27,325,8.7750000000000004,9.6,8.6999999999999993,"",2,4.8,7,"",7,"",4.8,7,"",6,"","","","","","","","","","","","","","","","","","","","","",4,null,"OCH62",1,"",1,1,1]
["OBL28D","10kW未満","D",28,325,9.1,9.6,9.1,"",2,4.8,7,"",7,"",4.8,7,"",7,"","","","","","","","","","","","","","","","","","","","","",4,null,"OCH63",1,1,1,1,1]
["OBL29D","10kW未満","D",29,325,9.4250000000000007,10.3,9.4,1,1,5.5,8,"",8,"",4.8,7,"",6,"","","","","","","","","","","","","","","","","","","","","",4,null,"OCH64",1,1,1,1,1]
["OBL30D","10kW未満","D",30,325,9.75,10.3,9.6999999999999993,1,1,5.5,8,"",8,"",4.8,7,"",7,"","","","","","","","","","","","","","","","","","","","","",4,null,"OCH65",1,1,1,1,1]
["OBH31D","10kW以上","D",31,325,10.074999999999999,11,10,2,"",5.5,8,"",8,"",5.5,8,"",7,"","","","","","","","","","","","","","","","","","","","","",4,null,"OCH66",1,1,1,1,1]
["OBH32D","10kW以上","D",32,325,10.4,11,10.4,2,"",5.5,8,"",8,"",5.5,8,"",8,"","","","","","","","","","","","","","","","","","","","","",4,null,"OCH67","",1,1,1,1]
["OBH37D","10kW以上","D",37,325,12.025,14.399999999999999,12,"",3,4.8,7,"",6,"",4.8,6,"",6,"",4.8,6,"",6,"","","","","","","","","","","","","","","","",6,null,"OCH68","",1,1,1,1]
["OBH38D","10kW以上","D",38,325,12.35,14.399999999999999,12.3,"",3,4.8,7,"",6,"",4.8,7,"",6,"",4.8,6,"",6,"","","","","","","","","","","","","","","","",6,null,"OCH69","",1,"",1,1]
["OBH39D","10kW以上","D",39,325,12.675000000000001,14.399999999999999,12.6,"",3,4.8,7,"",6,"",4.8,7,"",6,"",4.8,7,"",6,"","","","","","","","","","","","","","","","",6,null,"OCH70","",1,1,1,1]
["OBH40D","10kW以上","D",40,325,13,14.399999999999999,13,"",3,4.8,7,"",7,"",4.8,7,"",6,"",4.8,7,"",6,"","","","","","","","","","","","","","","","",6,null,"OCH71",1,1,1,1,1]
["OBH41D","10kW以上","D",41,325,13.324999999999999,14.399999999999999,13.3,"",3,4.8,7,"",7,"",4.8,7,"",7,"",4.8,7,"",6,"","","","","","","","","","","","","","","","",6,null,"OCH72",1,1,1,1,1]
["OBH42D","10kW以上","D",42,325,13.65,14.399999999999999,13.6,"",3,4.8,7,"",7,"",4.8,7,"",7,"",4.8,7,"",7,"","","","","","","","","","","","","","","","",6,null,"OCH73",1,1,1,1,1]
["OBH43D","10kW以上","D",43,325,13.975,15.1,13.9,1,2,5.5,8,"",8,"",4.8,7,"",7,"",4.8,7,"",6,"","","","","","","","","","","","","","","","",6,null,"OCH74",1,1,1,1,1]
["OBH44D","10kW以上","D",44,325,14.3,15.1,14.3,1,2,5.5,8,"",8,"",4.8,7,"",7,"",4.8,7,"",7,"","","","","","","","","","","","","","","","",6,null,"OCH75",1,1,1,1,1]
["OBH45D","10kW以上","D",45,325,14.625,15.8,14.6,2,1,5.5,8,"",8,"",5.5,8,"",8,"",4.8,7,"",6,"","","","","","","","","","","","","","","","",6,null,"OCH76",1,1,1,1,1]
["OBH46D","10kW以上","D",46,325,14.95,15.8,14.9,2,1,5.5,8,"",8,"",5.5,8,"",8,"",4.8,7,"",7,"","","","","","","","","","","","","","","","",6,null,"OCH77",1,"",1,1,1]
["OBH47D","10kW以上","D",47,325,15.275,16.5,15.2,3,"",5.5,8,"",8,"",5.5,8,"",8,"",5.5,8,"",7,"","","","","","","","","","","","","","","","",6,null,"OCH78",1,"",1,1,1]
["OBH48D","10kW以上","D",48,325,15.6,16.5,15.6,3,"",5.5,8,"",8,"",5.5,8,"",8,"",5.5,8,"",8,"","","","","","","","","","","","","","","","",6,null,"OCH79",1,"",1,1,""]
["OBH51D","10kW以上","D",51,325,16.574999999999999,19.899999999999999,16.5,1,3,5.5,8,"",7,"",4.8,6,"",6,"",4.8,6,"",6,"",4.8,6,"",6,"","","","","","","","","","","",8,null,"OCH80",1,1,1,1,""]
["OBH52D","10kW以上","D",52,325,16.899999999999999,19.899999999999999,16.899999999999999,1,3,5.5,8,"",7,"",4.8,7,"",6,"",4.8,6,"",6,"",4.8,6,"",6,"","","","","","","","","","","",8,null,"OCH81",1,1,1,1,""]
["OBH53D","10kW以上","D",53,325,17.225000000000001,19.899999999999999,17.2,1,3,5.5,8,"",7,"",4.8,7,"",6,"",4.8,7,"",6,"",4.8,6,"",6,"","","","","","","","","","","",8,null,"OCH82",1,1,1,1,""]
["OBH54D","10kW以上","D",54,325,17.55,19.899999999999999,17.5,1,3,5.5,8,"",7,"",4.8,7,"",6,"",4.8,7,"",6,"",4.8,7,"",6,"","","","","","","","","","","",8,null,"OCH83",1,1,1,1,""]
["OBH55D","10kW以上","D",55,325,17.875,19.899999999999999,17.8,1,3,5.5,8,"",8,"",4.8,7,"",6,"",4.8,7,"",6,"",4.8,7,"",6,"","","","","","","","","","","",8,null,"OCH84",1,1,1,1,""]
["OBH56D","10kW以上","D",56,325,18.2,19.899999999999999,18.2,1,3,5.5,8,"",8,"",4.8,7,"",7,"",4.8,7,"",6,"",4.8,7,"",6,"","","","","","","","","","","",8,null,"OCH85",1,1,1,1,""]
["OBH57D","10kW以上","D",57,325,18.524999999999999,19.899999999999999,18.5,1,3,5.5,8,"",8,"",4.8,7,"",7,"",4.8,7,"",7,"",4.8,7,"",6,"","","","","","","","","","","",8,null,"OCH86",1,1,1,1,""]
["OBH58D","10kW以上","D",58,325,18.850000000000001,19.899999999999999,18.8,1,3,5.5,8,"",8,"",4.8,7,"",7,"",4.8,7,"",7,"",4.8,7,"",7,"","","","","","","","","","","",8,null,"OCH87",1,1,1,1,""]
["OBH59D","10kW以上","D",59,325,19.175000000000001,20.6,19.100000000000001,2,2,5.5,8,"",8,"",5.5,8,"",8,"",4.8,7,"",7,"",4.8,7,"",6,"","","","","","","","","","","",8,null,"OCH88",1,1,1,1,""]
["OBH60D","10kW以上","D",60,325,19.5,20.6,19.5,2,2,5.5,8,"",8,"",5.5,8,"",8,"",4.8,7,"",7,"",4.8,7,"",7,"","","","","","","","","","","",8,null,"OCH89","",1,1,1,""]
["OBH61D","10kW以上","D",61,325,19.824999999999999,21.3,19.8,3,1,5.5,8,"",8,"",5.5,8,"",8,"",5.5,8,"",8,"",4.8,7,"",6,"","","","","","","","","","","",8,null,"OCH90",1,1,1,1,""]
["OBH62D","10kW以上","D",62,325,20.149999999999999,21.3,20.100000000000001,3,1,5.5,8,"",8,"",5.5,8,"",8,"",5.5,8,"",8,"",4.8,7,"",7,"","","","","","","","","","","",8,null,"OCH91",1,1,1,"",""]
["OBH63D","10kW以上","D",63,325,20.475000000000001,22,20.399999999999999,4,"",5.5,8,"",8,"",5.5,8,"",8,"",5.5,8,"",8,"",5.5,8,"",7,"","","","","","","","","","","",8,null,"OCH92",1,1,1,"",""]
["OBH64D","10kW以上","D",64,325,20.8,22,20.8,4,"",5.5,8,"",8,"",5.5,8,"",8,"",5.5,8,"",8,"",5.5,8,"",8,"","","","","","","","","","","",8,null,"OCH93",1,1,1,"",""]
["OBH65D","10kW以上","D",65,325,21.125,25.4,21.1,2,3,5.5,8,"",7,"",5.5,7,"",7,"",4.8,6,"",6,"",4.8,6,"",6,"",4.8,6,"",6,"","","","","","",10,null,"OCH94",1,1,1,"",""]
["OBH66D","10kW以上","D",66,325,21.45,25.4,21.4,2,3,5.5,8,"",7,"",5.5,8,"",7,"",4.8,6,"",6,"",4.8,6,"",6,"",4.8,6,"",6,"","","","","","",10,null,"OCH95",1,1,1,"",""]
["OBH67D","10kW以上","D",67,325,21.774999999999999,25.4,21.7,2,3,5.5,8,"",7,"",5.5,8,"",7,"",4.8,7,"",6,"",4.8,6,"",6,"",4.8,6,"",6,"","","","","","",10,null,"OCH96",1,"",1,"",""]
["OBH68D","10kW以上","D",68,325,22.1,25.4,22.1,2,3,5.5,8,"",7,"",5.5,8,"",7,"",4.8,7,"",6,"",4.8,7,"",6,"",4.8,6,"",6,"","","","","","",10,null,"OCH97",1,1,1,"",""]
["OBH69D","10kW以上","D",69,325,22.425000000000001,25.4,22.4,2,3,5.5,8,"",7,"",5.5,8,"",7,"",4.8,7,"",6,"",4.8,7,"",6,"",4.8,7,"",6,"","","","","","",10,null,"OCH98",1,1,1,"",""]
["OBH70D","10kW以上","D",70,325,22.75,25.4,22.7,2,3,5.5,8,"",8,"",5.5,8,"",7,"",4.8,7,"",6,"",4.8,7,"",6,"",4.8,7,"",6,"","","","","","",10,null,"OCH99",1,1,1,"",""]
["OBH71D","10kW以上","D",71,325,23.074999999999999,25.4,23,2,3,5.5,8,"",8,"",5.5,8,"",8,"",4.8,7,"",6,"",4.8,7,"",6,"",4.8,7,"",6,"","","","","","",10,null,"OCH100",1,1,1,"",""]
["OBH72D","10kW以上","D",72,325,23.4,25.4,23.4,2,3,5.5,8,"",8,"",5.5,8,"",8,"",4.8,7,"",7,"",4.8,7,"",6,"",4.8,7,"",6,"","","","","","",10,null,"OCH101",1,1,1,"",""]
["OBH73D","10kW以上","D",73,325,23.725000000000001,25.4,23.7,2,3,5.5,8,"",8,"",5.5,8,"",8,"",4.8,7,"",7,"",4.8,7,"",7,"",4.8,7,"",6,"","","","","","",10,null,"OCH102",1,1,1,"",""]
["OBH74D","10kW以上","D",74,325,24.05,25.4,24,2,3,5.5,8,"",8,"",5.5,8,"",8,"",4.8,7,"",7,"",4.8,7,"",7,"",4.8,7,"",7,"","","","","","",10,null,"OCH103",1,1,"","",""]
["OBH75D","10kW以上","D",75,325,24.375,26.1,24.3,3,2,5.5,8,"",8,"",5.5,8,"",8,"",5.5,8,"",8,"",4.8,7,"",7,"",4.8,7,"",6,"","","","","","",10,null,"OCH104",1,1,"","",""]
["OBH76D","10kW以上","D",76,325,24.7,26.1,24.7,3,2,5.5,8,"",8,"",5.5,8,"",8,"",5.5,8,"",8,"",4.8,7,"",7,"",4.8,7,"",7,"","","","","","",10,null,"OCH105",1,1,"","",""]
["OBH77D","10kW以上","D",77,325,25.024999999999999,26.8,25,4,1,5.5,8,"",8,"",5.5,8,"",8,"",5.5,8,"",8,"",5.5,8,"",8,"",4.8,7,"",6,"","","","","","",10,null,"OCH106",1,1,"","",""]
["OBH78D","10kW以上","D",78,325,25.35,26.8,25.3,4,1,5.5,8,"",8,"",5.5,8,"",8,"",5.5,8,"",8,"",5.5,8,"",8,"",4.8,7,"",7,"","","","","","",10,null,"OCH107",1,1,"","",""]
["OBH79D","10kW以上","D",79,325,25.675000000000001,27.5,25.6,5,"",5.5,8,"",8,"",5.5,8,"",8,"",5.5,8,"",8,"",5.5,8,"",8,"",5.5,8,"",7,"","","","","","",10,null,"OCH108",1,1,"","",""]
["OBH80D","10kW以上","D",80,325,26,27.5,26,5,"",5.5,8,"",8,"",5.5,8,"",8,"",5.5,8,"",8,"",5.5,8,"",8,"",5.5,8,"",8,"","","","","","",10,null,"OCH109",1,1,"","",""]
["OBH81D","10kW以上","D",81,325,26.324999999999999,30.9,26.3,3,3,5.5,8,"",7,"",5.5,8,"",7,"",5.5,8,"",7,"",4.8,6,"",6,"",4.8,6,"",6,"",4.8,6,"",6,"",12,null,"OCH110",1,1,"","",""]
["OBH82D","10kW以上","D",82,325,26.65,30.9,26.6,3,3,5.5,8,"",7,"",5.5,8,"",7,"",5.5,8,"",7,"",4.8,7,"",6,"",4.8,6,"",6,"",4.8,6,"",6,"",12,null,"OCH111",1,1,"","",""]
["OBH83D","10kW以上","D",83,325,26.975000000000001,30.9,26.9,3,3,5.5,8,"",7,"",5.5,8,"",7,"",5.5,8,"",7,"",4.8,7,"",6,"",4.8,7,"",6,"",4.8,6,"",6,"",12,null,"OCH112",1,1,"","",""]
["OBH84D","10kW以上","D",84,325,27.3,30.9,27.3,3,3,5.5,8,"",7,"",5.5,8,"",7,"",5.5,8,"",7,"",4.8,7,"",6,"",4.8,7,"",6,"",4.8,7,"",6,"",12,null,"OCH113",1,1,"","",""]
["OBH85D","10kW以上","D",85,325,27.625,30.9,27.6,3,3,5.5,8,"",8,"",5.5,8,"",7,"",5.5,8,"",7,"",4.8,7,"",6,"",4.8,7,"",6,"",4.8,7,"",6,"",12,null,"OCH114",1,1,"","",""]
["OBH86D","10kW以上","D",86,325,27.95,30.9,27.9,3,3,5.5,8,"",8,"",5.5,8,"",8,"",5.5,8,"",7,"",4.8,7,"",6,"",4.8,7,"",6,"",4.8,7,"",6,"",12,null,"OCH115",1,"","","",""]
["OBH87D","10kW以上","D",87,325,28.274999999999999,30.9,28.2,3,3,5.5,8,"",8,"",5.5,8,"",8,"",5.5,8,"",8,"",4.8,7,"",6,"",4.8,7,"",6,"",4.8,7,"",6,"",12,null,"OCH116",1,"","","",""]
["OBH88D","10kW以上","D",88,325,28.6,30.9,28.6,3,3,5.5,8,"",8,"",5.5,8,"",8,"",5.5,8,"",8,"",4.8,7,"",7,"",4.8,7,"",6,"",4.8,7,"",6,"",12,null,"OCH117",1,"","","",""]
["OBH89D","10kW以上","D",89,325,28.925000000000001,30.9,28.9,3,3,5.5,8,"",8,"",5.5,8,"",8,"",5.5,8,"",8,"",4.8,7,"",7,"",4.8,7,"",7,"",4.8,7,"",6,"",12,null,"OCH118",1,"","","",""]
["OBH90D","10kW以上","D",90,325,29.25,30.9,29.2,3,3,5.5,8,"",8,"",5.5,8,"",8,"",5.5,8,"",8,"",4.8,7,"",7,"",4.8,7,"",7,"",4.8,7,"",7,"",12,null,"OCH119",1,"","","",""]
["OBH91D","10kW以上","D",91,325,29.574999999999999,31.6,29.5,4,2,5.5,8,"",8,"",5.5,8,"",8,"",5.5,8,"",8,"",5.5,8,"",8,"",4.8,7,"",7,"",4.8,7,"",6,"",12,null,"OCH120",1,"","","",""]
["OBH92D","10kW以上","D",92,325,29.9,31.6,29.9,4,2,5.5,8,"",8,"",5.5,8,"",8,"",5.5,8,"",8,"",5.5,8,"",8,"",4.8,7,"",7,"",4.8,7,"",7,"",12,null,"ODH29","","","","",""]
["OBH93D","10kW以上","D",93,325,30.225000000000001,32.299999999999997,30.2,5,1,5.5,8,"",8,"",5.5,8,"",8,"",5.5,8,"",8,"",5.5,8,"",8,"",5.5,8,"",8,"",4.8,7,"",6,"",12,null,"ODH30","","","","",""]
["OBH94D","10kW以上","D",94,325,30.55,32.299999999999997,30.5,5,1,5.5,8,"",8,"",5.5,8,"",8,"",5.5,8,"",8,"",5.5,8,"",8,"",5.5,8,"",8,"",4.8,7,"",7,"",12,null,"ODH31","","","","",""]
["OBH95D","10kW以上","D",95,325,30.875,33,30.8,6,"",5.5,8,"",8,"",5.5,8,"",8,"",5.5,8,"",8,"",5.5,8,"",8,"",5.5,8,"",8,"",5.5,8,"",7,"",12,null,"ODH32","","","","",""]
["OBH96D","10kW以上","D",96,325,31.2,33,31.2,6,"",5.5,8,"",8,"",5.5,8,"",8,"",5.5,8,"",8,"",5.5,8,"",8,"",5.5,8,"",8,"",5.5,8,"",8,"",12,null,"ODH33","","","","",""]
["OBL15C","10kW未満","C",15,325,4.875,4.8,4.8,"",1,4.8,8,"",7,"","","","","","","","","","","","","","","","","","","","","","","","","","",2,null,"ODH34","","","","",""]
["OBL16C","10kW未満","C",16,325,5.2,4.8,4.8,"",1,4.8,8,"",8,"","","","","","","","","","","","","","","","","","","","","","","","","","",2,null,"ODH35","","","","",""]
["OBL17C","10kW未満","C",17,325,5.5250000000000004,5.5,5.5,1,"",5.5,9,"",8,"","","","","","","","","","","","","","","","","","","","","","","","","","",2,null,"ODH36","","",1,1,1]
["OBL18C","10kW未満","C",18,325,5.85,5.5,5.5,1,"",5.5,9,"",9,"","","","","","","","","","","","","","","","","","","","","","","","","","",2,null,"ODH37","","",1,"",1]
["OBL29C","10kW未満","C",29,325,9.4250000000000007,9.6,9.3000000000000007,"",2,4.8,8,"",7,"",4.8,7,"",7,"","","","","","","","","","","","","","","","","","","","","",4,null,"ODH38","","",1,"",1]
["OBL30C","10kW未満","C",30,325,9.75,9.6,9.6,"",2,4.8,8,"",7,"",4.8,8,"",7,"","","","","","","","","","","","","","","","","","","","","",4,null,"ODH39","","",1,"",1]
["OBL31C","10kW未満","C",31,325,10.074999999999999,9.6,9.6,"",2,4.8,8,"",8,"",4.8,8,"",7,"","","","","","","","","","","","","","","","","","","","","",4,null,"ODH40","",1,1,"",1]
["OBL32C","10kW未満","C",32,325,10.4,9.6,9.6,"",2,4.8,8,"",8,"",4.8,8,"",8,"","","","","","","","","","","","","","","","","","","","","",4,null,"ODH41","",1,1,"",1]
["OBH31C","10kW以上","C",31,325,10.074999999999999,10.3,10,1,1,5.5,9,"",8,"",4.8,7,"",7,"","","","","","","","","","","","","","","","","","","","","",4,null,"ODH42","",1,1,"",1]
["OBH32C","10kW以上","C",32,325,10.4,10.3,10.3,1,1,5.5,9,"",8,"",4.8,8,"",7,"","","","","","","","","","","","","","","","","","","","","",4,null,"ODH43","",1,"",1,1]
["OBH33C","10kW以上","C",33,325,10.725,10.3,10.3,1,1,5.5,9,"",9,"",4.8,8,"",7,"","","","","","","","","","","","","","","","","","","","","",4,null,"ODH44","",1,"",1,1]
["OBH34C","10kW以上","C",34,325,11.05,10.3,10.3,1,1,5.5,9,"",9,"",4.8,8,"",8,"","","","","","","","","","","","","","","","","","","","","",4,null,"ODH45","",1,"",1,1]
["OBH35C","10kW以上","C",35,325,11.375,11,11,2,"",5.5,9,"",9,"",5.5,9,"",8,"","","","","","","","","","","","","","","","","","","","","",4,null,"ODH46",1,1,1,1,1]
["OBH36C","10kW以上","C",36,325,11.7,11,11,2,"",5.5,9,"",9,"",5.5,9,"",9,"","","","","","","","","","","","","","","","","","","","","",4,null,"ODH47",1,1,1,1,1]
["OBH43C","10kW以上","C",43,325,13.975,14.399999999999999,13.9,"",3,4.8,8,"",7,"",4.8,7,"",7,"",4.8,7,"",7,"","","","","","","","","","","","","","","","",6,null,"ODH48",1,1,1,1,1]
["OBH44C","10kW以上","C",44,325,14.3,14.399999999999999,14.1,"",3,4.8,8,"",7,"",4.8,8,"",7,"",4.8,7,"",7,"","","","","","","","","","","","","","","","",6,null,"ODH49",1,"",1,1,1]
["OBH45C","10kW以上","C",45,325,14.625,14.399999999999999,14.4,"",3,4.8,8,"",7,"",4.8,8,"",7,"",4.8,8,"",7,"","","","","","","","","","","","","","","","",6,null,"ODH50",1,"",1,1,1]
["OBH46C","10kW以上","C",46,325,14.95,14.399999999999999,14.4,"",3,4.8,8,"",8,"",4.8,8,"",7,"",4.8,8,"",7,"","","","","","","","","","","","","","","","",6,null,"ODH51",1,"",1,1,1]
["OBH47C","10kW以上","C",47,325,15.275,14.399999999999999,14.4,"",3,4.8,8,"",8,"",4.8,8,"",8,"",4.8,8,"",7,"","","","","","","","","","","","","","","","",6,null,"ODH52",1,"",1,1,1]
["OBH48C","10kW以上","C",48,325,15.6,14.399999999999999,14.4,"",3,4.8,8,"",8,"",4.8,8,"",8,"",4.8,8,"",8,"","","","","","","","","","","","","","","","",6,null,"ODH53",1,"",1,1,1]
["OBH49C","10kW以上","C",49,325,15.925000000000001,15.1,15.1,1,2,5.5,9,"",9,"",4.8,8,"",8,"",4.8,8,"",7,"","","","","","","","","","","","","","","","",6,null,"ODH54",1,"",1,1,1]
["OBH50C","10kW以上","C",50,325,16.25,15.1,15.1,1,2,5.5,9,"",9,"",4.8,8,"",8,"",4.8,8,"",8,"","","","","","","","","","","","","","","","",6,null,"ODH55","",1,1,"",1]
["OBH51C","10kW以上","C",51,325,16.574999999999999,15.8,15.8,2,1,5.5,9,"",9,"",5.5,9,"",9,"",4.8,8,"",7,"","","","","","","","","","","","","","","","",6,null,"ODH56","",1,1,"",1]
["OBH52C","10kW以上","C",52,325,16.899999999999999,15.8,15.8,2,1,5.5,9,"",9,"",5.5,9,"",9,"",4.8,8,"",8,"","","","","","","","","","","","","","","","",6,null,"ODH57","",1,1,"",1]
["OBH53C","10kW以上","C",53,325,17.225000000000001,16.5,16.5,3,"",5.5,9,"",9,"",5.5,9,"",9,"",5.5,9,"",8,"","","","","","","","","","","","","","","","",6,null,"ODH58","",1,1,"",1]
["OBH54C","10kW以上","C",54,325,17.55,16.5,16.5,3,"",5.5,9,"",9,"",5.5,9,"",9,"",5.5,9,"",9,"","","","","","","","","","","","","","","","",6,null,"ODH59","",1,1,1,1]
["OBH59C","10kW以上","C",59,325,19.175000000000001,19.899999999999999,19.100000000000001,1,3,5.5,9,"",8,"",4.8,7,"",7,"",4.8,7,"",7,"",4.8,7,"",7,"","","","","","","","","","","",8,null,"ODH60","",1,1,1,1]
["OBH60C","10kW以上","C",60,325,19.5,19.899999999999999,19.399999999999999,1,3,5.5,9,"",8,"",4.8,8,"",7,"",4.8,7,"",7,"",4.8,7,"",7,"","","","","","","","","","","",8,null,"ODH61","",1,1,1,1]
["OBH61C","10kW以上","C",61,325,19.824999999999999,19.899999999999999,19.600000000000001,1,3,5.5,9,"",8,"",4.8,8,"",7,"",4.8,8,"",7,"",4.8,7,"",7,"","","","","","","","","","","",8,null,"ODH62","",1,1,1,1]
["OBH62C","10kW以上","C",62,325,20.149999999999999,19.899999999999999,19.899999999999999,1,3,5.5,9,"",8,"",4.8,8,"",7,"",4.8,8,"",7,"",4.8,8,"",7,"","","","","","","","","","","",8,null,"ODH63","",1,1,1,1]
["OBH63C","10kW以上","C",63,325,20.475000000000001,19.899999999999999,19.899999999999999,1,3,5.5,9,"",9,"",4.8,8,"",7,"",4.8,8,"",7,"",4.8,8,"",7,"","","","","","","","","","","",8,null,"ODH64",1,1,1,1,1]
["OBH64C","10kW以上","C",64,325,20.8,19.899999999999999,19.899999999999999,1,3,5.5,9,"",9,"",4.8,8,"",8,"",4.8,8,"",7,"",4.8,8,"",7,"","","","","","","","","","","",8,null,"ODH65",1,1,1,1,1]
["OBH65C","10kW以上","C",65,325,21.125,19.899999999999999,19.899999999999999,1,3,5.5,9,"",9,"",4.8,8,"",8,"",4.8,8,"",8,"",4.8,8,"",7,"","","","","","","","","","","",8,null,"ODH66",1,1,1,1,1]
["OBH66C","10kW以上","C",66,325,21.45,19.899999999999999,19.899999999999999,1,3,5.5,9,"",9,"",4.8,8,"",8,"",4.8,8,"",8,"",4.8,8,"",8,"","","","","","","","","","","",8,null,"ODH67",1,1,1,1,1]
["OBH67C","10kW以上","C",67,325,21.774999999999999,20.6,20.6,2,2,5.5,9,"",9,"",5.5,9,"",9,"",4.8,8,"",8,"",4.8,8,"",7,"","","","","","","","","","","",8,null,"ODH68",1,1,1,1,1]
["OBH68C","10kW以上","C",68,325,22.1,20.6,20.6,2,2,5.5,9,"",9,"",5.5,9,"",9,"",4.8,8,"",8,"",4.8,8,"",8,"","","","","","","","","","","",8,null,"ODH69",1,1,1,1,1]
["OBH69C","10kW以上","C",69,325,22.425000000000001,21.3,21.3,3,1,5.5,9,"",9,"",5.5,9,"",9,"",5.5,9,"",9,"",4.8,8,"",7,"","","","","","","","","","","",8,null,"ODH70",1,1,1,1,1]
["OBH70C","10kW以上","C",70,325,22.75,21.3,21.3,3,1,5.5,9,"",9,"",5.5,9,"",9,"",5.5,9,"",9,"",4.8,8,"",8,"","","","","","","","","","","",8,null,"ODH71",1,1,1,1,1]
["OBH71C","10kW以上","C",71,325,23.074999999999999,22,22,4,"",5.5,9,"",9,"",5.5,9,"",9,"",5.5,9,"",9,"",5.5,9,"",8,"","","","","","","","","","","",8,null,"ODH72",1,1,1,1,1]
["OBH72C","10kW以上","C",72,325,23.4,22,22,4,"",5.5,9,"",9,"",5.5,9,"",9,"",5.5,9,"",9,"",5.5,9,"",9,"","","","","","","","","","","",8,null,"ODH73",1,"",1,"",1]
["OBH75C","10kW以上","C",75,325,24.375,25.4,24.3,2,3,5.5,9,"",8,"",5.5,8,"",8,"",4.8,7,"",7,"",4.8,7,"",7,"",4.8,7,"",7,"","","","","","",10,null,"ODH74",1,"",1,"",1]
["OBH76C","10kW以上","C",76,325,24.7,25.4,24.6,2,3,5.5,9,"",8,"",5.5,9,"",8,"",4.8,7,"",7,"",4.8,7,"",7,"",4.8,7,"",7,"","","","","","",10,null,"ODH75",1,"",1,1,1]
["OBH77C","10kW以上","C",77,325,25.024999999999999,25.4,24.9,2,3,5.5,9,"",8,"",5.5,9,"",8,"",4.8,8,"",7,"",4.8,7,"",7,"",4.8,7,"",7,"","","","","","",10,null,"ODH76",1,1,1,1,1]
["OBH78C","10kW以上","C",78,325,25.35,25.4,25.1,2,3,5.5,9,"",8,"",5.5,9,"",8,"",4.8,8,"",7,"",4.8,8,"",7,"",4.8,7,"",7,"","","","","","",10,null,"ODH77",1,1,1,1,1]
["OBH79C","10kW以上","C",79,325,25.675000000000001,25.4,25.4,2,3,5.5,9,"",8,"",5.5,9,"",8,"",4.8,8,"",7,"",4.8,8,"",7,"",4.8,8,"",7,"","","","","","",10,null,"ODH78",1,1,1,1,1]
["OBH80C","10kW以上","C",80,325,26,25.4,25.4,2,3,5.5,9,"",9,"",5.5,9,"",8,"",4.8,8,"",7,"",4.8,8,"",7,"",4.8,8,"",7,"","","","","","",10,null,"ODH79",1,1,1,1,1]
["OBH81C","10kW以上","C",81,325,26.324999999999999,25.4,25.4,2,3,5.5,9,"",9,"",5.5,9,"",9,"",4.8,8,"",7,"",4.8,8,"",7,"",4.8,8,"",7,"","","","","","",10,null,"ODH80",1,1,1,1,1]
["OBH82C","10kW以上","C",82,325,26.65,25.4,25.4,2,3,5.5,9,"",9,"",5.5,9,"",9,"",4.8,8,"",8,"",4.8,8,"",7,"",4.8,8,"",7,"","","","","","",10,null,"ODH81",1,1,1,1,1]
["OBH83C","10kW以上","C",83,325,26.975000000000001,25.4,25.4,2,3,5.5,9,"",9,"",5.5,9,"",9,"",4.8,8,"",8,"",4.8,8,"",8,"",4.8,8,"",7,"","","","","","",10,null,"ODH82","",1,1,1,1]
["OBH84C","10kW以上","C",84,325,27.3,25.4,25.4,2,3,5.5,9,"",9,"",5.5,9,"",9,"",4.8,8,"",8,"",4.8,8,"",8,"",4.8,8,"",8,"","","","","","",10,null,"ODH83","",1,1,1,1]
["OBH85C","10kW以上","C",85,325,27.625,26.1,26.1,3,2,5.5,9,"",9,"",5.5,9,"",9,"",5.5,9,"",9,"",4.8,8,"",8,"",4.8,8,"",7,"","","","","","",10,null,"ODH84","",1,1,1,1]
["OBH86C","10kW以上","C",86,325,27.95,26.1,26.1,3,2,5.5,9,"",9,"",5.5,9,"",9,"",5.5,9,"",9,"",4.8,8,"",8,"",4.8,8,"",8,"","","","","","",10,null,"ODH85","",1,1,1,1]
["OBH87C","10kW以上","C",87,325,28.274999999999999,26.8,26.8,4,1,5.5,9,"",9,"",5.5,9,"",9,"",5.5,9,"",9,"",5.5,9,"",9,"",4.8,8,"",7,"","","","","","",10,null,"ODH86","",1,1,1,1]
["OBH88C","10kW以上","C",88,325,28.6,26.8,26.8,4,1,5.5,9,"",9,"",5.5,9,"",9,"",5.5,9,"",9,"",5.5,9,"",9,"",4.8,8,"",8,"","","","","","",10,null,"ODH87","",1,1,1,1]
["OBH89C","10kW以上","C",89,325,28.925000000000001,27.5,27.5,5,"",5.5,9,"",9,"",5.5,9,"",9,"",5.5,9,"",9,"",5.5,9,"",9,"",5.5,9,"",8,"","","","","","",10,null,"ODH88",1,1,1,1,1]
["OBH90C","10kW以上","C",90,325,29.25,27.5,27.5,5,"",5.5,9,"",9,"",5.5,9,"",9,"",5.5,9,"",9,"",5.5,9,"",9,"",5.5,9,"",9,"","","","","","",10,null,"ODH89",1,1,1,1,1]
["OBH91C","10kW以上","C",91,325,29.574999999999999,30.9,29.5,3,3,5.5,9,"",8,"",5.5,8,"",8,"",5.5,8,"",8,"",4.8,7,"",7,"",4.8,7,"",7,"",4.8,7,"",7,"",12,null,"ODH90",1,1,1,1,1]
["OBH92C","10kW以上","C",92,325,29.9,30.9,29.8,3,3,5.5,9,"",8,"",5.5,9,"",8,"",5.5,8,"",8,"",4.8,7,"",7,"",4.8,7,"",7,"",4.8,7,"",7,"",12,null,"ODH91",1,1,1,1,1]
["OBH93C","10kW以上","C",93,325,30.225000000000001,30.9,30.1,3,3,5.5,9,"",8,"",5.5,9,"",8,"",5.5,9,"",8,"",4.8,7,"",7,"",4.8,7,"",7,"",4.8,7,"",7,"",12,null,"ODH92",1,1,1,1,1]
["OBH94C","10kW以上","C",94,325,30.55,30.9,30.4,3,3,5.5,9,"",8,"",5.5,9,"",8,"",5.5,9,"",8,"",4.8,8,"",7,"",4.8,7,"",7,"",4.8,7,"",7,"",12,null,"ODH93",1,1,1,1,1]
["OBH95C","10kW以上","C",95,325,30.875,30.9,30.6,3,3,5.5,9,"",8,"",5.5,9,"",8,"",5.5,9,"",8,"",4.8,8,"",7,"",4.8,8,"",7,"",4.8,7,"",7,"",12,null,"ODH94",1,1,1,1,1]
["OBH96C","10kW以上","C",96,325,31.2,30.9,30.9,3,3,5.5,9,"",8,"",5.5,9,"",8,"",5.5,9,"",8,"",4.8,8,"",7,"",4.8,8,"",7,"",4.8,8,"",7,"",12,null,"ODH95",1,1,1,1,1]
["OBH97C","10kW以上","C",97,325,31.524999999999999,30.9,30.9,3,3,5.5,9,"",9,"",5.5,9,"",8,"",5.5,9,"",8,"",4.8,8,"",7,"",4.8,8,"",7,"",4.8,8,"",7,"",12,null,"ODH96",1,1,1,1,1]
["OBH98C","10kW以上","C",98,325,31.85,30.9,30.9,3,3,5.5,9,"",9,"",5.5,9,"",9,"",5.5,9,"",8,"",4.8,8,"",7,"",4.8,8,"",7,"",4.8,8,"",7,"",12,null,"ODH97",1,1,1,1,""]
["OBH99C","10kW以上","C",99,325,32.174999999999997,30.9,30.9,3,3,5.5,9,"",9,"",5.5,9,"",9,"",5.5,9,"",9,"",4.8,8,"",7,"",4.8,8,"",7,"",4.8,8,"",7,"",12,null,"ODH98",1,1,1,1,""]
["OBH100C","10kW以上","C",100,325,32.5,30.9,30.9,3,3,5.5,9,"",9,"",5.5,9,"",9,"",5.5,9,"",9,"",4.8,8,"",8,"",4.8,8,"",7,"",4.8,8,"",7,"",12,null,"ODH99",1,1,1,1,""]
["OBH101C","10kW以上","C",101,325,32.825000000000003,30.9,30.9,3,3,5.5,9,"",9,"",5.5,9,"",9,"",5.5,9,"",9,"",4.8,8,"",8,"",4.8,8,"",8,"",4.8,8,"",7,"",12,null,"ODH100",1,1,1,1,""]
["OBH102C","10kW以上","C",102,325,33.15,30.9,30.9,3,3,5.5,9,"",9,"",5.5,9,"",9,"",5.5,9,"",9,"",4.8,8,"",8,"",4.8,8,"",8,"",4.8,8,"",8,"",12,null,"ODH101",1,1,1,1,""]
["OBH103C","10kW以上","C",103,325,33.475000000000001,31.6,31.6,4,2,5.5,9,"",9,"",5.5,9,"",9,"",5.5,9,"",9,"",5.5,9,"",9,"",4.8,8,"",8,"",4.8,8,"",7,"",12,null,"ODH102",1,1,1,1,""]
["OBH104C","10kW以上","C",104,325,33.799999999999997,31.6,31.6,4,2,5.5,9,"",9,"",5.5,9,"",9,"",5.5,9,"",9,"",5.5,9,"",9,"",4.8,8,"",8,"",4.8,8,"",8,"",12,null,"ODH103",1,1,1,1,""]
["OBH105C","10kW以上","C",105,325,34.125,32.299999999999997,32.299999999999997,5,1,5.5,9,"",9,"",5.5,9,"",9,"",5.5,9,"",9,"",5.5,9,"",9,"",5.5,9,"",9,"",4.8,8,"",7,"",12,null,"ODH104",1,1,1,1,""]
["OBH106C","10kW以上","C",106,325,34.450000000000003,32.299999999999997,32.299999999999997,5,1,5.5,9,"",9,"",5.5,9,"",9,"",5.5,9,"",9,"",5.5,9,"",9,"",5.5,9,"",9,"",4.8,8,"",8,"",12,null,"ODH105",1,1,1,1,""]
["OBH107C","10kW以上","C",107,325,34.774999999999999,33,33,6,"",5.5,9,"",9,"",5.5,9,"",9,"",5.5,9,"",9,"",5.5,9,"",9,"",5.5,9,"",9,"",5.5,9,"",8,"",12,null,"ODH106",1,1,1,1,""]
["OBH108C","10kW以上","C",108,325,35.1,33,33,6,"",5.5,9,"",9,"",5.5,9,"",9,"",5.5,9,"",9,"",5.5,9,"",9,"",5.5,9,"",9,"",5.5,9,"",9,"",12,null,"ODH107",1,1,1,1,""]
["OBL17B","10kW未満","B",17,325,5.5250000000000004,4.8,4.8,"",1,4.8,9,"",8,"","","","","","","","","","","","","","","","","","","","","","","","","","",2,null,"ODH108",1,1,1,1,""]
["OBL18B","10kW未満","B",18,325,5.85,4.8,4.8,"",1,4.8,9,"",9,"","","","","","","","","","","","","","","","","","","","","","","","","","",2,null,"ODH109","",1,1,"",""]
["OBL19B","10kW未満","B",19,325,6.1749999999999998,5.5,5.5,1,"",5.5,7,"",6,6,"","","","","","","","","","","","","","","","","","","","","","","","","",3,null,"ODH110","",1,1,"",""]
["OBL20B","10kW未満","B",20,325,6.5,5.5,5.5,1,"",5.5,7,7,6,"","","","","","","","","","","","","","","","","","","","","","","","","","",3,null,"ODH111","",1,1,"",""]
["OBL21B","10kW未満","B",21,325,6.8250000000000002,5.5,5.5,1,"",5.5,7,7,7,"","","","","","","","","","","","","","","","","","","","","","","","","","",3,null,"ODH112",1,1,1,"",""]
["OBL33B","10kW未満","B",33,325,10.725,9.6,9.6,"",2,4.8,9,"",8,"",4.8,8,"",8,"","","","","","","","","","","","","","","","","","","","","",4,null,"ODH113",1,1,1,"",""]
["OBL34B","10kW未満","B",34,325,11.05,9.6,9.6,"",2,4.8,9,"",8,"",4.8,9,"",8,"","","","","","","","","","","","","","","","","","","","","",4,null,"ODH114",1,1,1,"",""]
["OBL35B","10kW未満","B",35,325,11.375,9.6,9.6,"",2,4.8,9,"",9,"",4.8,9,"",8,"","","","","","","","","","","","","","","","","","","","","",4,null,"ODH115",1,1,1,"",""]
["OBL36B","10kW未満","B",36,325,11.7,9.6,9.6,"",2,4.8,9,"",9,"",4.8,9,"",9,"","","","","","","","","","","","","","","","","","","","","",4,null,"ODH116",1,1,1,"",""]
["OBH35B","10kW以上","B",35,325,11.375,10.3,10.3,1,1,5.5,7,null,6,6,4.8,8,"",8,"","","","","","","","","","","","","","","","","","","","","",5,null,"ODH117",1,1,1,"",""]
["OBH36B","10kW以上","B",36,325,11.7,10.3,10.3,1,1,5.5,7,null,6,6,4.8,9,"",8,"","","","","","","","","","","","","","","","","","","","","",5,null,"ODH118",1,1,1,"",""]
["OBH37B","10kW以上","B",37,325,12.025,10.3,10.3,1,1,5.5,7,7,6,"",4.8,9,"",8,"","","","","","","","","","","","","","","","","","","","","",5,null,"ODH119",1,1,1,"",""]
["OBH38B","10kW以上","B",38,325,12.35,10.3,10.3,1,1,5.5,7,7,6,"",4.8,9,"",9,"","","","","","","","","","","","","","","","","","","","","",5,null,"ODH120",1,1,1,"",""]
["OBH39B","10kW以上","B",39,325,12.675000000000001,10.3,10.3,1,1,5.5,7,7,7,"",4.8,9,"",9,"","","","","","","","","","","","","","","","","","","","","",5,null,"OEH29","","","","",""]
["OBH40B","10kW以上","B",40,325,13,11,11,2,"",5.5,7,7,6,"",5.5,7,7,6,"","","","","","","","","","","","","","","","","","","","","",6,null,"OEH30","","","","",""]
["OBH41B","10kW以上","B",41,325,13.324999999999999,11,11,2,"",5.5,7,7,7,"",5.5,7,7,6,"","","","","","","","","","","","","","","","","","","","","",6,null,"OEH31","","","","",""]
["OBH42B","10kW以上","B",42,325,13.65,11,11,2,"",5.5,7,7,7,"",5.5,7,7,7,"","","","","","","","","","","","","","","","","","","","","",6,null,"OEH32","","","","",""]
["OBH49B","10kW以上","B",49,325,15.925000000000001,14.399999999999999,14.4,"",3,4.8,9,"",8,"",4.8,8,"",8,"",4.8,8,"",8,"","","","","","","","","","","","","","","","",6,null,"OEH33","","","","",""]
["OBH50B","10kW以上","B",50,325,16.25,14.399999999999999,14.4,"",3,4.8,9,"",8,"",4.8,9,"",8,"",4.8,8,"",8,"","","","","","","","","","","","","","","","",6,null,"OEH34","","","","",""]
["OBH51B","10kW以上","B",51,325,16.574999999999999,14.399999999999999,14.4,"",3,4.8,9,"",8,"",4.8,9,"",8,"",4.8,9,"",8,"","","","","","","","","","","","","","","","",6,null,"OEH35","","","","",""]
["OBH52B","10kW以上","B",52,325,16.899999999999999,14.399999999999999,14.4,"",3,4.8,9,"",9,"",4.8,9,"",8,"",4.8,9,"",8,"","","","","","","","","","","","","","","","",6,null,"OEH36","","","",1,1]
["OBH53B","10kW以上","B",53,325,17.225000000000001,14.399999999999999,14.4,"",3,4.8,9,"",9,"",4.8,9,"",9,"",4.8,9,"",8,"","","","","","","","","","","","","","","","",6,null,"OEH37","","",1,"",1]
["OBH54B","10kW以上","B",54,325,17.55,14.399999999999999,14.4,"",3,4.8,9,"",9,"",4.8,9,"",9,"",4.8,9,"",9,"","","","","","","","","","","","","","","","",6,null,"OEH38","","",1,"",1]
["OBH55B","10kW以上","B",55,325,17.875,15.1,15.1,1,2,5.5,7,7,7,"",4.8,9,"",8,"",4.8,9,"",8,"","","","","","","","","","","","","","","","",7,null,"OEH39","","",1,"",1]
["OBH56B","10kW以上","B",56,325,18.2,15.1,15.1,1,2,5.5,7,7,7,"",4.8,9,"",9,"",4.8,9,"",8,"","","","","","","","","","","","","","","","",7,null,"OEH40","",1,1,"",1]
["OBH57B","10kW以上","B",57,325,18.524999999999999,15.1,15.1,1,2,5.5,7,7,7,"",4.8,9,"",9,"",4.8,9,"",9,"","","","","","","","","","","","","","","","",7,null,"OEH41","",1,1,"",1]
["OBH58B","10kW以上","B",58,325,18.850000000000001,15.8,15.8,2,1,5.5,7,7,7,"",5.5,7,7,6,"",4.8,9,"",8,"","","","","","","","","","","","","","","","",8,null,"OEH42","",1,1,"",1]
["OBH59B","10kW以上","B",59,325,19.175000000000001,15.8,15.8,2,1,5.5,7,7,7,"",5.5,7,7,7,"",4.8,9,"",8,"","","","","","","","","","","","","","","","",8,null,"OEH43","",1,"",1,1]
["OBH60B","10kW以上","B",60,325,19.5,15.8,15.8,2,1,5.5,7,7,7,"",5.5,7,7,7,"",4.8,9,"",9,"","","","","","","","","","","","","","","","",8,null,"OEH44","",1,"",1,1]
["OBH61B","10kW以上","B",61,325,19.824999999999999,16.5,16.5,3,"",5.5,7,7,7,"",5.5,7,7,6,"",5.5,7,7,6,"","","","","","","","","","","","","","","","",9,null,"OEH45","",1,"",1,1]
["OBH62B","10kW以上","B",62,325,20.149999999999999,16.5,16.5,3,"",5.5,7,7,7,"",5.5,7,7,7,"",5.5,7,7,6,"","","","","","","","","","","","","","","","",9,null,"OEH46",1,1,"",1,1]
["OBH63B","10kW以上","B",63,325,20.475000000000001,16.5,16.5,3,"",5.5,7,7,7,"",5.5,7,7,7,"",5.5,7,7,7,"","","","","","","","","","","","","","","","",9,null,"OEH47",1,1,"",1,1]
["OBH67B","10kW以上","B",67,325,21.774999999999999,19.899999999999999,19.899999999999999,1,3,5.5,7,null,6,6,4.8,8,"",8,"",4.8,8,"",8,"",4.8,8,"",8,"","","","","","","","","","","",9,null,"OEH48",1,1,"",1,1]
["OBH68B","10kW以上","B",68,325,22.1,19.899999999999999,19.899999999999999,1,3,5.5,7,null,6,6,4.8,9,"",8,"",4.8,8,"",8,"",4.8,8,"",8,"","","","","","","","","","","",9,null,"OEH49",1,"",1,1,1]
["OBH69B","10kW以上","B",69,325,22.425000000000001,19.899999999999999,19.899999999999999,1,3,5.5,7,null,6,6,4.8,9,"",8,"",4.8,9,"",8,"",4.8,8,"",8,"","","","","","","","","","","",9,null,"OEH50",1,"",1,1,1]
["OBH70B","10kW以上","B",70,325,22.75,19.899999999999999,19.899999999999999,1,3,5.5,7,null,6,6,4.8,9,"",8,"",4.8,9,"",8,"",4.8,9,"",8,"","","","","","","","","","","",9,null,"OEH51",1,"",1,1,1]
["OBH71B","10kW以上","B",71,325,23.074999999999999,19.899999999999999,19.899999999999999,1,3,5.5,7,7,6,"",4.8,9,"",8,"",4.8,9,"",8,"",4.8,9,"",8,"","","","","","","","","","","",9,null,"OEH52",1,"",1,1,1]
["OBH72B","10kW以上","B",72,325,23.4,19.899999999999999,19.899999999999999,1,3,5.5,7,7,6,"",4.8,9,"",9,"",4.8,9,"",8,"",4.8,9,"",8,"","","","","","","","","","","",9,null,"OEH53",1,"",1,1,1]
["OBH73B","10kW以上","B",73,325,23.725000000000001,19.899999999999999,19.899999999999999,1,3,5.5,7,7,6,"",4.8,9,"",9,"",4.8,9,"",9,"",4.8,9,"",8,"","","","","","","","","","","",9,null,"OEH54",1,"",1,1,1]
["OBH74B","10kW以上","B",74,325,24.05,19.899999999999999,19.899999999999999,1,3,5.5,7,7,6,"",4.8,9,"",9,"",4.8,9,"",9,"",4.8,9,"",9,"","","","","","","","","","","",9,null,"OEH55",1,1,1,"",1]
["OBH75B","10kW以上","B",75,325,24.375,19.899999999999999,19.899999999999999,1,3,5.5,7,7,7,"",4.8,9,"",9,"",4.8,9,"",9,"",4.8,9,"",9,"","","","","","","","","","","",9,null,"OEH56",1,1,1,"",1]
["OBH76B","10kW以上","B",76,325,24.7,20.6,20.6,2,2,5.5,7,7,6,"",5.5,7,7,6,"",4.8,9,"",9,"",4.8,9,"",9,"","","","","","","","","","","",10,null,"OEH57","",1,1,"",1]
["OBH77B","10kW以上","B",77,325,25.024999999999999,20.6,20.6,2,2,5.5,7,7,7,"",5.5,7,7,6,"",4.8,9,"",9,"",4.8,9,"",9,"","","","","","","","","","","",10,null,"OEH58","",1,1,"",1]
["OBH78B","10kW以上","B",78,325,25.35,20.6,20.6,2,2,5.5,7,7,7,"",5.5,7,7,7,"",4.8,9,"",9,"",4.8,9,"",9,"","","","","","","","","","","",10,null,"OEH59","",1,1,1,1]
["OBH79B","10kW以上","B",79,325,25.675000000000001,21.3,21.3,3,1,5.5,7,7,7,"",5.5,7,7,7,"",5.5,7,7,6,"",4.8,9,"",8,"","","","","","","","","","","",11,null,"OEH60","",1,1,1,1]
["OBH80B","10kW以上","B",80,325,26,21.3,21.3,3,1,5.5,7,7,7,"",5.5,7,7,7,"",5.5,7,7,7,"",4.8,9,"",8,"","","","","","","","","","","",11,null,"OEH61","",1,1,1,1]
["OBH81B","10kW以上","B",81,325,26.324999999999999,21.3,21.3,3,1,5.5,7,7,7,"",5.5,7,7,7,"",5.5,7,7,7,"",4.8,9,"",9,"","","","","","","","","","","",11,null,"OEH62","",1,1,1,1]
["OBH82B","10kW以上","B",82,325,26.65,22,22,4,"",5.5,7,7,7,"",5.5,7,7,7,"",5.5,7,7,6,"",5.5,7,7,6,"","","","","","","","","","","",12,null,"OEH63","",1,1,1,1]
["OBH83B","10kW以上","B",83,325,26.975000000000001,22,22,4,"",5.5,7,7,7,"",5.5,7,7,7,"",5.5,7,7,7,"",5.5,7,7,6,"","","","","","","","","","","",12,null,"OEH64",1,1,"",1,1]
["OBH84B","10kW以上","B",84,325,27.3,22,22,4,"",5.5,7,7,7,"",5.5,7,7,7,"",5.5,7,7,7,"",5.5,7,7,7,"","","","","","","","","","","",12,null,"OEH65",1,1,"",1,1]
["OBH85B","10kW以上","B",85,325,27.625,25.4,25.4,2,3,5.5,7,null,6,6,5.5,9,null,9,"",4.8,8,"",8,null,4.8,8,"",8,null,4.8,8,"",8,null,"","","","","",11,null,"OEH66",1,1,"",1,1]
["OBH86B","10kW以上","B",86,325,27.95,25.4,25.4,2,3,5.5,7,null,6,6,5.5,7,null,6,6,4.8,8,"",8,null,4.8,8,"",8,null,4.8,8,"",8,null,"","","","","",12,null,"OEH67",1,1,1,1,1]
["OBH87B","10kW以上","B",87,325,28.274999999999999,25.4,25.4,2,3,5.5,7,null,6,6,5.5,7,null,6,6,4.8,9,"",8,null,4.8,8,"",8,null,4.8,8,"",8,null,"","","","","",12,null,"OEH68",1,1,1,1,1]
["OBH88B","10kW以上","B",88,325,28.6,25.4,25.4,2,3,5.5,7,null,6,6,5.5,7,null,6,6,4.8,9,"",8,null,4.8,9,"",8,null,4.8,8,"",8,null,"","","","","",12,null,"OEH69",1,1,1,1,1]
["OBH89B","10kW以上","B",89,325,28.925000000000001,25.4,25.4,2,3,5.5,7,null,6,6,5.5,7,null,6,6,4.8,9,"",8,null,4.8,9,"",8,null,4.8,9,"",8,null,"","","","","",12,null,"OEH70",1,1,1,1,1]
["OBH90B","10kW以上","B",90,325,29.25,25.4,25.4,2,3,5.5,7,7,6,"",5.5,7,null,6,6,4.8,9,"",8,null,4.8,9,"",8,null,4.8,9,"",8,null,"","","","","",12,null,"OEH71",1,1,1,1,1]
["OBH91B","10kW以上","B",91,325,29.574999999999999,25.4,25.4,2,3,5.5,7,7,6,"",5.5,7,7,6,"",4.8,9,"",8,null,4.8,9,"",8,null,4.8,9,"",8,null,"","","","","",12,null,"OEH72",1,1,1,1,1]
["OBH92B","10kW以上","B",92,325,29.9,25.4,25.4,2,3,5.5,7,7,6,"",5.5,7,7,6,"",4.8,9,"",9,null,4.8,9,"",8,null,4.8,9,"",8,null,"","","","","",12,null,"OEH73",1,"",1,"",1]
["OBH93B","10kW以上","B",93,325,30.225000000000001,25.4,25.4,2,3,5.5,7,7,6,"",5.5,7,7,6,"",4.8,9,"",9,null,4.8,9,"",9,null,4.8,9,"",8,null,"","","","","",12,null,"OEH74",1,"",1,"",1]
["OBH94B","10kW以上","B",94,325,30.55,25.4,25.4,2,3,5.5,7,7,6,"",5.5,7,7,6,"",4.8,9,"",9,null,4.8,9,"",9,null,4.8,9,"",9,null,"","","","","",12,null,"OEH75",1,"",1,1,1]
["OBH95B","10kW以上","B",95,325,30.875,25.4,25.4,2,3,5.5,7,7,7,"",5.5,7,7,6,"",4.8,9,"",9,null,4.8,9,"",9,null,4.8,9,"",9,null,"","","","","",12,null,"OEH76",1,1,1,1,1]
["OBH96B","10kW以上","B",96,325,31.2,25.4,25.4,2,3,5.5,7,7,7,"",5.5,7,7,7,"",4.8,9,"",9,null,4.8,9,"",9,null,4.8,9,"",9,null,"","","","","",12,null,"OEH77",1,1,1,1,1]
["OBH97B","10kW以上","B",97,325,31.524999999999999,26.1,26.1,3,2,5.5,7,7,7,"",5.5,7,7,6,"",5.5,7,7,6,"",4.8,9,"",9,null,4.8,9,"",9,null,"","","","","",13,null,"OEH78",1,1,1,1,1]
["OBH98B","10kW以上","B",98,325,31.85,26.1,26.1,3,2,5.5,7,7,7,"",5.5,7,7,7,"",5.5,7,7,6,"",4.8,9,"",9,null,4.8,9,"",9,null,"","","","","",13,null,"OEH79",1,1,1,1,1]
["OBH99B","10kW以上","B",99,325,32.174999999999997,26.1,26.1,3,2,5.5,7,7,7,"",5.5,7,7,7,"",5.5,7,7,7,"",4.8,9,"",9,null,4.8,9,"",9,null,"","","","","",13,null,"OEH80",1,1,1,1,1]
["OBH100B","10kW以上","B",100,325,32.5,26.8,26.8,4,1,5.5,7,7,7,"",5.5,7,7,7,"",5.5,7,7,6,"",5.5,7,7,6,"",4.8,9,"",9,null,"","","","","",14,null,"OEH81",1,1,1,1,1]
["OBH101B","10kW以上","B",101,325,32.825000000000003,26.8,26.8,4,1,5.5,7,7,7,"",5.5,7,7,7,"",5.5,7,7,7,"",5.5,7,7,6,"",4.8,9,"",9,null,"","","","","",14,null,"OEH82",1,1,1,1,1]
["OBH102B","10kW以上","B",102,325,33.15,26.8,26.8,4,1,5.5,7,7,7,"",5.5,7,7,7,"",5.5,7,7,7,"",5.5,7,7,7,"",4.8,9,"",9,null,"","","","","",14,null,"OEH83",1,1,1,1,1]
["OBH103B","10kW以上","B",103,325,33.475000000000001,27.5,27.5,5,"",5.5,7,7,7,"",5.5,7,7,7,"",5.5,7,7,7,"",5.5,7,7,6,"",5.5,7,7,6,"","","","","","",15,null,"OEH84",1,1,1,1,1]
["OBH104B","10kW以上","B",104,325,33.799999999999997,27.5,27.5,5,"",5.5,7,7,7,"",5.5,7,7,7,"",5.5,7,7,7,"",5.5,7,7,7,"",5.5,7,7,6,"","","","","","",15,null,"OEH85","",1,1,1,1]
["OBH105B","10kW以上","B",105,325,34.125,27.5,27.5,5,"",5.5,7,7,7,"",5.5,7,7,7,"",5.5,7,7,7,"",5.5,7,7,7,"",5.5,7,7,7,"","","","","","",15,null,"OEH86","",1,1,1,1]
["OBH106B","10kW以上","B",106,325,34.450000000000003,30.9,30.9,3,3,5.5,7,7,6,"",5.5,7,"",6,6,5.5,7,"",6,6,4.8,8,"",8,"",4.8,8,"",8,"",4.8,8,"",8,"",15,null,"OEH87","",1,1,1,1]
["OBH107B","10kW以上","B",107,325,34.774999999999999,30.9,30.9,3,3,5.5,7,7,6,"",5.5,7,null,6,6,5.5,7,"",6,6,4.8,9,"",8,"",4.8,8,"",8,"",4.8,8,"",8,"",15,null,"OEH88",1,1,1,1,1]
["OBH108B","10kW以上","B",108,325,35.1,30.9,30.9,3,3,5.5,7,7,6,"",5.5,7,null,6,6,5.5,7,null,6,6,4.8,9,"",8,"",4.8,9,"",8,"",4.8,8,"",8,"",15,null,"OEH89",1,1,1,1,1]
["OBH109B","10kW以上","B",109,325,35.424999999999997,30.9,30.9,3,3,5.5,7,7,6,"",5.5,7,null,6,6,5.5,7,null,6,6,4.8,9,"",8,"",4.8,9,"",8,"",4.8,9,"",8,"",15,null,"OEH90",1,1,1,1,1]
["OBH110B","10kW以上","B",110,325,35.75,30.9,30.9,3,3,5.5,7,7,6,"",5.5,7,7,6,"",5.5,7,null,6,6,4.8,9,"",8,"",4.8,9,"",8,"",4.8,9,"",8,"",15,null,"OEH91",1,1,1,1,1]
["OBH111B","10kW以上","B",111,325,36.075000000000003,30.9,30.9,3,3,5.5,7,7,6,"",5.5,7,7,6,"",5.5,7,7,6,"",4.8,9,"",8,"",4.8,9,"",8,"",4.8,9,"",8,"",15,null,"OEH92",1,1,1,1,1]
["OBH112B","10kW以上","B",112,325,36.4,30.9,30.9,3,3,5.5,7,7,6,"",5.5,7,7,6,"",5.5,7,7,6,"",4.8,9,"",9,"",4.8,9,"",8,"",4.8,9,"",8,"",15,null,"OEH93",1,1,1,1,1]
["OBH113B","10kW以上","B",113,325,36.725000000000001,30.9,30.9,3,3,5.5,7,7,6,"",5.5,7,7,6,"",5.5,7,7,6,"",4.8,9,"",9,"",4.8,9,"",9,"",4.8,9,"",8,"",15,null,"OEH94",1,1,1,1,1]
["OBH114B","10kW以上","B",114,325,37.049999999999997,30.9,30.9,3,3,5.5,7,7,6,"",5.5,7,7,6,"",5.5,7,7,6,"",4.8,9,"",9,"",4.8,9,"",9,"",4.8,9,"",9,"",15,null,"OEH95",1,1,1,1,1]
["OBH115B","10kW以上","B",115,325,37.375,30.9,30.9,3,3,5.5,7,7,7,"",5.5,7,7,6,"",5.5,7,7,6,"",4.8,9,"",9,"",4.8,9,"",9,"",4.8,9,"",9,"",15,null,"OEH96",1,1,1,1,1]
["OBH116B","10kW以上","B",116,325,37.700000000000003,30.9,30.9,3,3,5.5,7,7,7,"",5.5,7,7,7,"",5.5,7,7,6,"",4.8,9,"",9,"",4.8,9,"",9,"",4.8,9,"",9,"",15,null,"OEH97",1,1,1,1,""]
["OBH117B","10kW以上","B",117,325,38.024999999999999,30.9,30.9,3,3,5.5,7,7,7,"",5.5,7,7,7,"",5.5,7,7,7,"",4.8,9,"",9,"",4.8,9,"",9,"",4.8,9,"",9,"",15,null,"OEH98",1,1,1,1,""]
["OBH118B","10kW以上","B",118,325,38.35,31.6,31.6,4,2,5.5,7,7,7,"",5.5,7,7,7,"",5.5,7,7,6,"",5.5,7,7,6,"",4.8,9,"",9,"",4.8,9,"",9,"",16,null,"OEH99",1,1,1,1,""]
["OBH119B","10kW以上","B",119,325,38.674999999999997,31.6,31.6,4,2,5.5,7,7,7,"",5.5,7,7,7,"",5.5,7,7,7,"",5.5,7,7,6,"",4.8,9,"",9,"",4.8,9,"",9,"",16,null,"OEH100",1,1,1,1,""]
["OBH120B","10kW以上","B",120,325,39,31.6,31.6,4,2,5.5,7,7,7,"",5.5,7,7,7,"",5.5,7,7,7,"",5.5,7,7,7,"",4.8,9,"",9,"",4.8,9,"",9,"",16,null,"OEH101",1,1,1,1,""]
["OBL19A","10kW未満","A",19,325,6.1749999999999998,4.8,4.8,"",1,4.8,7,"",6,6,"","","","","","","","","","","","","","","","","","","","","","","","","",3,null,"OEH102",1,1,1,1,""]
["OBL20A","10kW未満","A",20,325,6.5,4.8,4.8,"",1,4.8,7,7,6,"","","","","","","","","","","","","","","","","","","","","","","","","","",3,null,"OEH103",1,1,1,1,""]
["OBL21A","10kW未満","A",21,325,6.8250000000000002,4.8,4.8,"",1,4.8,7,7,7,"","","","","","","","","","","","","","","","","","","","","","","","","","",3,null,"OEH104",1,1,1,1,""]
["OBL22A","10kW未満","A",22,325,7.15,5.5,5.5,1,"",5.5,8,"",7,7,"","","","","","","","","","","","","","","","","","","","","","","","","",3,null,"OEH105",1,1,1,1,""]
["OBL23A","10kW未満","A",23,325,7.4749999999999996,5.5,5.5,1,"",5.5,8,8,7,"","","","","","","","","","","","","","","","","","","","","","","","","","",3,null,"OEH106",1,1,1,1,""]
["OBL24A","10kW未満","A",24,325,7.8,5.5,5.5,1,"",5.5,8,8,8,"","","","","","","","","","","","","","","","","","","","","","","","","","",3,null,"OEH107",1,1,1,1,""]
["OBL37A","10kW未満","A",37,325,12.025,9.6,9.6,"",2,4.8,7,"",6,6,4.8,9,"",9,"","","","","","","","","","","","","","","","","","","","","",5,null,"OEH108",1,1,1,1,""]
["OBL38A","10kW未満","A",38,325,12.35,9.6,9.6,"",2,4.8,7,"",6,6,4.8,7,"",6,6,"","","","","","","","","","","","","","","","","","","","",6,null,"OEH109",1,1,1,"",""]
["OBL39A","10kW未満","A",39,325,12.675000000000001,9.6,9.6,"",2,4.8,7,7,6,"",4.8,7,"",6,6,"","","","","","","","","","","","","","","","","","","","",6,null,"OEH110",1,1,1,"",""]
["OBL40A","10kW未満","A",40,325,13,9.6,9.6,"",2,4.8,7,7,6,"",4.8,7,7,6,"","","","","","","","","","","","","","","","","","","","","",6,null,"OEH111",1,1,1,"",""]
["OBL41A","10kW未満","A",41,325,13.324999999999999,9.6,9.6,"",2,4.8,7,7,7,"",4.8,7,7,6,"","","","","","","","","","","","","","","","","","","","","",6,null,"OEH112",1,1,1,"",""]
["OBL42A","10kW未満","A",42,325,13.65,9.6,9.6,"",2,4.8,7,7,7,"",4.8,7,7,7,"","","","","","","","","","","","","","","","","","","","","",6,null,"OEH113",1,1,1,"",""]
["OBH40A","10kW以上","A",40,325,13,10.3,10.3,1,1,5.5,8,null,7,7,4.8,9,null,9,"","","","","","","","","","","","","","","","","","","","","",5,null,"OEH114",1,1,1,"",""]
["OBH41A","10kW以上","A",41,325,13.324999999999999,10.3,10.3,1,1,5.5,8,null,7,7,4.8,7,null,6,6,"","","","","","","","","","","","","","","","","","","","",6,null,"OEH115",1,1,1,"",""]
["OBH42A","10kW以上","A",42,325,13.65,10.3,10.3,1,1,5.5,8,8,7,"",4.8,7,null,6,6,"","","","","","","","","","","","","","","","","","","","",6,null,"OEH116",1,1,1,"",""]
["OBH43A","10kW以上","A",43,325,13.975,10.3,10.3,1,1,5.5,8,8,7,"",4.8,7,7,6,"","","","","","","","","","","","","","","","","","","","","",6,null,"OEH117",1,1,1,"",""]
["OBH44A","10kW以上","A",44,325,14.3,10.3,10.3,1,1,5.5,8,8,8,"",4.8,7,7,6,"","","","","","","","","","","","","","","","","","","","","",6,null,"OEH118",1,1,1,"",""]
["OBH45A","10kW以上","A",45,325,14.625,10.3,10.3,1,1,5.5,8,8,8,"",4.8,7,7,7,"","","","","","","","","","","","","","","","","","","","","",6,null,"OEH119",1,1,1,"",""]
["OBH46A","10kW以上","A",46,325,14.95,11,11,2,"",5.5,8,8,7,"",5.5,8,8,7,"","","","","","","","","","","","","","","","","","","","","",6,null,"OEH120",1,1,1,"",""]
["OBH47A","10kW以上","A",47,325,15.275,11,11,2,"",5.5,8,8,8,"",5.5,8,8,7,"","","","","","","","","","","","","","","","","","","","","",6,null,"OFH29","","","","",""]
["OBH48A","10kW以上","A",48,325,15.6,11,11,2,"",5.5,8,8,8,"",5.5,8,8,8,"","","","","","","","","","","","","","","","","","","","","",6,null,"OFH30","","","","",""]
["OBH55A","10kW以上","A",55,325,17.875,14.399999999999999,14.4,"",3,4.8,7,"",6,6,4.8,9,"",9,"",4.8,9,"",9,"","","","","","","","","","","","","","","","",7,null,"OFH31","","","","",""]
["OBH56A","10kW以上","A",56,325,18.2,14.399999999999999,14.4,"",3,4.8,7,"",6,6,4.8,7,"",6,6,4.8,9,"",9,"","","","","","","","","","","","","","","","",8,null,"OFH32","","","","",""]
["OBH57A","10kW以上","A",57,325,18.524999999999999,14.399999999999999,14.4,"",3,4.8,7,"",6,6,4.8,7,"",6,6,4.8,7,"",6,6,"","","","","","","","","","","","","","","",9,null,"OFH33","","","","",""]
["OBH58A","10kW以上","A",58,325,18.850000000000001,14.399999999999999,14.4,"",3,4.8,7,7,6,"",4.8,7,"",6,6,4.8,7,"",6,6,"","","","","","","","","","","","","","","",9,null,"OFH34","","",1,1,""]
["OBH59A","10kW以上","A",59,325,19.175000000000001,14.399999999999999,14.4,"",3,4.8,7,7,6,"",4.8,7,7,6,"",4.8,7,"",6,6,"","","","","","","","","","","","","","","",9,null,"OFH35","","",1,"",""]
["OBH60A","10kW以上","A",60,325,19.5,14.399999999999999,14.4,"",3,4.8,7,7,6,"",4.8,7,7,6,"",4.8,7,7,6,"","","","","","","","","","","","","","","","",9,null,"OFH36","","",1,"",1]
["OBH61A","10kW以上","A",61,325,19.824999999999999,14.399999999999999,14.4,"",3,4.8,7,7,7,"",4.8,7,7,6,"",4.8,7,7,6,"","","","","","","","","","","","","","","","",9,null,"OFH37","","",1,"",1]
["OBH62A","10kW以上","A",62,325,20.149999999999999,14.399999999999999,14.4,"",3,4.8,7,7,7,"",4.8,7,7,7,"",4.8,7,7,6,"","","","","","","","","","","","","","","","",9,null,"OFH38","",1,1,"",1]
["OBH63A","10kW以上","A",63,325,20.475000000000001,14.399999999999999,14.4,"",3,4.8,7,7,7,"",4.8,7,7,7,"",4.8,7,7,7,"","","","","","","","","","","","","","","","",9,null,"OFH39","",1,1,"",1]
["OBH64A","10kW以上","A",64,325,20.8,15.1,15.1,1,2,5.5,8,8,8,"",4.8,7,7,6,"",4.8,7,7,6,"","","","","","","","","","","","","","","","",9,null,"OFH40","",1,1,1,1]
["OBH65A","10kW以上","A",65,325,21.125,15.1,15.1,1,2,5.5,8,8,8,"",4.8,7,7,7,"",4.8,7,7,6,"","","","","","","","","","","","","","","","",9,null,"OFH41","",1,"",1,1]
["OBH66A","10kW以上","A",66,325,21.45,15.1,15.1,1,2,5.5,8,8,8,"",4.8,7,7,7,"",4.8,7,7,7,"","","","","","","","","","","","","","","","",9,null,"OFH42",1,1,"",1,1]
["OBH67A","10kW以上","A",67,325,21.774999999999999,15.8,15.8,2,1,5.5,8,8,8,"",5.5,8,8,7,"",4.8,7,7,6,"","","","","","","","","","","","","","","","",9,null,"OFH43",1,1,"",1,1]
["OBH68A","10kW以上","A",68,325,22.1,15.8,15.8,2,1,5.5,8,8,8,"",5.5,8,8,8,"",4.8,7,7,6,"","","","","","","","","","","","","","","","",9,null,"OFH44",1,1,"",1,1]
["OBH69A","10kW以上","A",69,325,22.425000000000001,15.8,15.8,2,1,5.5,8,8,8,"",5.5,8,8,8,"",4.8,7,7,7,"","","","","","","","","","","","","","","","",9,null,"OFH45",1,"","",1,1]
["OBH70A","10kW以上","A",70,325,22.75,16.5,16.5,3,"",5.5,8,8,8,"",5.5,8,8,7,"",5.5,8,8,7,"","","","","","","","","","","","","","","","",9,null,"OFH46",1,"",1,1,""]
["OBH71A","10kW以上","A",71,325,23.074999999999999,16.5,16.5,3,"",5.5,8,8,8,"",5.5,8,8,8,"",5.5,8,8,7,"","","","","","","","","","","","","","","","",9,null,"OFH47",1,"",1,1,""]
["OBH72A","10kW以上","A",72,325,23.4,16.5,16.5,3,"",5.5,8,8,8,"",5.5,8,8,8,"",5.5,8,8,8,"","","","","","","","","","","","","","","","",9,null,"OFH48",1,"",1,1,""]
["OBH76A","10kW以上","A",76,325,24.7,19.899999999999999,19.899999999999999,1,3,5.5,7,7,7,null,4.8,7,"",6,6,4.8,9,"",9,"",4.8,9,"",9,"","","","","","","","","","","",10,null,"OFH49",1,"",1,1,1]
["OBH77A","10kW以上","A",77,325,25.024999999999999,19.899999999999999,19.899999999999999,1,3,5.5,7,7,7,null,4.8,7,"",6,6,4.8,7,"",6,6,4.8,9,"",9,"","","","","","","","","","","",11,null,"OFH50",1,"",1,1,1]
["OBH78A","10kW以上","A",78,325,25.35,19.899999999999999,19.899999999999999,1,3,5.5,7,7,7,null,4.8,7,"",6,6,4.8,7,"",6,6,4.8,7,"",6,6,"","","","","","","","","","",12,null,"OFH51",1,"",1,1,1]
["OBH79A","10kW以上","A",79,325,25.675000000000001,19.899999999999999,19.899999999999999,1,3,5.5,8,"",7,7,4.8,7,"",6,6,4.8,7,"",6,6,4.8,7,"",6,6,"","","","","","","","","","",12,null,"OFH52",1,1,1,"",1]
["OBH80A","10kW以上","A",80,325,26,19.899999999999999,19.899999999999999,1,3,5.5,8,null,7,7,4.8,7,7,6,"",4.8,7,"",6,6,4.8,7,"",6,6,"","","","","","","","","","",12,null,"OFH53","",1,1,"",1]
["OBH81A","10kW以上","A",81,325,26.324999999999999,19.899999999999999,19.899999999999999,1,3,5.5,8,null,7,7,4.8,7,7,6,"",4.8,7,7,6,"",4.8,7,"",6,6,"","","","","","","","","","",12,null,"OFH54","",1,1,"",1]
["OBH82A","10kW以上","A",82,325,26.65,19.899999999999999,19.899999999999999,1,3,5.5,8,null,7,7,4.8,7,7,6,"",4.8,7,7,6,"",4.8,7,7,6,"","","","","","","","","","","",12,null,"OFH55","",1,1,1,1]
["OBH83A","10kW以上","A",83,325,26.975000000000001,19.899999999999999,19.899999999999999,1,3,5.5,8,8,7,"",4.8,7,7,6,"",4.8,7,7,6,"",4.8,7,7,6,"","","","","","","","","","","",12,null,"OFH56","",1,1,1,1]
["OBH84A","10kW以上","A",84,325,27.3,19.899999999999999,19.899999999999999,1,3,5.5,8,8,7,"",4.8,7,7,7,"",4.8,7,7,6,"",4.8,7,7,6,"","","","","","","","","","","",12,null,"OFH57","",1,1,1,1]
["OBH85A","10kW以上","A",85,325,27.625,19.899999999999999,19.899999999999999,1,3,5.5,8,8,7,"",4.8,7,7,7,"",4.8,7,7,7,"",4.8,7,7,6,"","","","","","","","","","","",12,null,"OFH58",1,1,1,1,1]
["OBH86A","10kW以上","A",86,325,27.95,19.899999999999999,19.899999999999999,1,3,5.5,8,8,7,"",4.8,7,7,7,"",4.8,7,7,7,"",4.8,7,7,7,"","","","","","","","","","","",12,null,"OFH59",1,1,1,1,1]
["OBH87A","10kW以上","A",87,325,28.274999999999999,19.899999999999999,19.899999999999999,1,3,5.5,8,8,8,"",4.8,7,7,7,"",4.8,7,7,7,"",4.8,7,7,7,"","","","","","","","","","","",12,null,"OFH60",1,1,1,1,1]
["OBH88A","10kW以上","A",88,325,28.6,20.6,20.6,2,2,5.5,8,8,7,"",5.5,8,8,7,"",4.8,7,7,7,"",4.8,7,7,7,"","","","","","","","","","","",12,null,"OFH61",1,1,"",1,""]
["OBH89A","10kW以上","A",89,325,28.925000000000001,20.6,20.6,2,2,5.5,8,8,8,"",5.5,8,8,7,"",4.8,7,7,7,"",4.8,7,7,7,"","","","","","","","","","","",12,null,"OFH62",1,1,"",1,1]
["OBH90A","10kW以上","A",90,325,29.25,20.6,20.6,2,2,5.5,8,8,8,"",5.5,8,8,8,"",4.8,7,7,7,"",4.8,7,7,7,"","","","","","","","","","","",12,null,"OFH63",1,1,1,1,1]
["OBH91A","10kW以上","A",91,325,29.574999999999999,21.3,21.3,3,1,5.5,8,8,8,"",5.5,8,8,7,"",5.5,8,8,7,"",4.8,7,7,7,"","","","","","","","","","","",12,null,"OFH64",1,1,1,1,1]
["OBH92A","10kW以上","A",92,325,29.9,21.3,21.3,3,1,5.5,8,8,8,"",5.5,8,8,8,"",5.5,8,8,7,"",4.8,7,7,7,"","","","","","","","","","","",12,null,"OFH65",1,1,1,1,1]
["OBH93A","10kW以上","A",93,325,30.225000000000001,21.3,21.3,3,1,5.5,8,8,8,"",5.5,8,8,8,"",5.5,8,8,8,"",4.8,7,7,7,"","","","","","","","","","","",12,null,"OFH66",1,1,1,1,1]
["OBH94A","10kW以上","A",94,325,30.55,22,22,4,"",5.5,8,8,8,"",5.5,8,8,8,"",5.5,8,8,7,"",5.5,8,8,7,"","","","","","","","","","","",12,null,"OFH67",1,"",1,1,1]
["OBH95A","10kW以上","A",95,325,30.875,22,22,4,"",5.5,8,8,8,"",5.5,8,8,8,"",5.5,8,8,8,"",5.5,8,8,7,"","","","","","","","","","","",12,null,"OFH68",1,"",1,1,1]
["OBH96A","10kW以上","A",96,325,31.2,22,22,4,"",5.5,8,8,8,"",5.5,8,8,8,"",5.5,8,8,8,"",5.5,8,8,8,"","","","","","","","","","","",12,null,"OFH69",1,"",1,"",1]
["OBH97A","10kW以上","A",97,325,31.524999999999999,25.4,25.4,2,3,5.5,7,7,7,null,5.5,7,7,7,null,4.8,7,null,6,6,4.8,9,null,9,null,4.8,9,null,9,null,"","","","","",13,null,"OFH70",1,"",1,1,1]
["OBH98A","10kW以上","A",98,325,31.85,25.4,25.4,2,3,5.5,7,7,7,null,5.5,7,7,7,null,4.8,7,null,6,6,4.8,7,null,6,6,4.8,9,null,9,null,"","","","","",14,null,"OFH71",1,"",1,1,1]
["OBH99A","10kW以上","A",99,325,32.174999999999997,25.4,25.4,2,3,5.5,7,7,7,null,5.5,7,7,7,null,4.8,7,null,6,6,4.8,7,null,6,6,4.8,7,null,6,6,"","","","","",15,null,"OFH72",1,1,1,1,1]
["OBH100A","10kW以上","A",100,325,32.5,25.4,25.4,2,3,5.5,8,null,7,7,5.5,7,7,7,null,4.8,7,null,6,6,4.8,7,null,6,6,4.8,7,null,6,6,"","","","","",15,null,"OFH73",1,1,1,1,1]
["OBH101A","10kW以上","A",101,325,32.825000000000003,25.4,25.4,2,3,5.5,8,null,7,7,5.5,8,null,7,7,4.8,7,null,6,6,4.8,7,null,6,6,4.8,7,null,6,6,"","","","","",15,null,"OFH74",1,1,1,1,1]
["OBH102A","10kW以上","A",102,325,33.15,25.4,25.4,2,3,5.5,8,null,7,7,5.5,8,null,7,7,4.8,7,7,6,null,4.8,7,null,6,6,4.8,7,null,6,6,"","","","","",15,null,"OFH75",1,1,1,1,1]
["OBH103A","10kW以上","A",103,325,33.475000000000001,25.4,25.4,2,3,5.5,8,null,7,7,5.5,8,null,7,7,4.8,7,7,6,null,4.8,7,7,6,null,4.8,7,null,6,6,"","","","","",15,null,"OFH76",1,1,1,1,1]
["OBH104A","10kW以上","A",104,325,33.799999999999997,25.4,25.4,2,3,5.5,8,null,7,7,5.5,8,null,7,7,4.8,7,7,6,null,4.8,7,7,6,null,4.8,7,7,6,null,"","","","","",15,null,"OFH77",1,1,1,1,1]
["OBH105A","10kW以上","A",105,325,34.125,25.4,25.4,2,3,5.5,8,8,7,null,5.5,8,null,7,7,4.8,7,7,6,null,4.8,7,7,6,null,4.8,7,7,6,null,"","","","","",15,null,"OFH78",1,1,1,1,1]
["OBH106A","10kW以上","A",106,325,34.450000000000003,25.4,25.4,2,3,5.5,8,8,7,null,5.5,8,8,7,null,4.8,7,7,6,null,4.8,7,7,6,null,4.8,7,7,6,null,"","","","","",15,null,"OFH79","",1,1,1,1]
["OBH107A","10kW以上","A",107,325,34.774999999999999,25.4,25.4,2,3,5.5,8,8,7,null,5.5,8,8,7,null,4.8,7,7,7,null,4.8,7,7,6,null,4.8,7,7,6,null,"","","","","",15,null,"OFH80",1,1,1,1,1]
["OBH108A","10kW以上","A",108,325,35.1,25.4,25.4,2,3,5.5,8,8,7,null,5.5,8,8,7,null,4.8,7,7,7,null,4.8,7,7,7,null,4.8,7,7,6,null,"","","","","",15,null,"OFH81",1,1,1,1,1]
["OBH109A","10kW以上","A",109,325,35.424999999999997,25.4,25.4,2,3,5.5,8,8,7,"",5.5,8,8,7,"",4.8,7,7,7,"",4.8,7,7,7,"",4.8,7,7,7,"","","","","","",15,null,"OFH82",1,1,1,1,1]
["OBH110A","10kW以上","A",110,325,35.75,25.4,25.4,2,3,5.5,8,8,8,"",5.5,8,8,7,"",4.8,7,7,7,"",4.8,7,7,7,"",4.8,7,7,7,"","","","","","",15,null,"OFH83",1,1,1,1,1]
["OBH111A","10kW以上","A",111,325,36.075000000000003,25.4,25.4,2,3,5.5,8,8,8,"",5.5,8,8,8,"",4.8,7,7,7,"",4.8,7,7,7,"",4.8,7,7,7,"","","","","","",15,null,"OFH84",1,1,1,1,1]
["OBH112A","10kW以上","A",112,325,36.4,26.1,26.1,3,2,5.5,8,8,8,"",5.5,8,8,7,"",5.5,8,8,7,"",4.8,7,7,7,"",4.8,7,7,7,"","","","","","",15,null,"OFH85",1,1,1,1,1]
["OBH113A","10kW以上","A",113,325,36.725000000000001,26.1,26.1,3,2,5.5,8,8,8,"",5.5,8,8,8,"",5.5,8,8,7,"",4.8,7,7,7,"",4.8,7,7,7,"","","","","","",15,null,"OFH86",1,1,1,1,1]
["OBH114A","10kW以上","A",114,325,37.049999999999997,26.1,26.1,3,2,5.5,8,8,8,"",5.5,8,8,8,"",5.5,8,8,8,"",4.8,7,7,7,"",4.8,7,7,7,"","","","","","",15,null,"OFH87",1,1,1,1,1]
["OBH115A","10kW以上","A",115,325,37.375,26.8,26.8,4,1,5.5,8,8,8,"",5.5,8,8,8,"",5.5,8,8,7,"",5.5,8,8,7,"",4.8,7,7,7,"","","","","","",15,null,"OFH88",1,1,1,1,1]
["OBH116A","10kW以上","A",116,325,37.700000000000003,26.8,26.8,4,1,5.5,8,8,8,"",5.5,8,8,8,"",5.5,8,8,8,"",5.5,8,8,7,"",4.8,7,7,7,"","","","","","",15,null,"OFH89",1,"",1,1,1]
["OBH117A","10kW以上","A",117,325,38.024999999999999,26.8,26.8,4,1,5.5,8,8,8,"",5.5,8,8,8,"",5.5,8,8,8,"",5.5,8,8,8,"",4.8,7,7,7,"","","","","","",15,null,"OFH90",1,"",1,1,1]
["OBH118A","10kW以上","A",118,325,38.35,27.5,27.5,5,"",5.5,8,8,8,"",5.5,8,8,8,"",5.5,8,8,8,"",5.5,8,8,7,"",5.5,8,8,7,"","","","","","",15,null,"OFH91",1,"",1,1,""]
["OBH119A","10kW以上","A",119,325,38.674999999999997,27.5,27.5,5,"",5.5,8,8,8,"",5.5,8,8,8,"",5.5,8,8,8,"",5.5,8,8,8,"",5.5,8,8,7,"","","","","","",15,null,"OFH92",1,1,1,1,""]
["OBH120A","10kW以上","A",120,325,39,27.5,27.5,5,"",5.5,8,8,8,"",5.5,8,8,8,"",5.5,8,8,8,"",5.5,8,8,8,"",5.5,8,8,8,"","","","","","",15,null,"OFH93",1,1,1,1,""]
["OCL12E","10kW未満","E",12,345,4.1399999999999997,5.5,4.0999999999999996,1,"",5.5,6,"",6,"","","","","","","","","","","","","","","","","","","","","","","","","","",2,null,"OFH94",1,1,1,1,""]
["OCL13E","10kW未満","E",13,345,4.4850000000000003,5.5,4.4000000000000004,1,"",5.5,5,"",4,4,"","","","","","","","","","","","","","","","","","","","","","","","","",3,null,"OFH95",1,1,1,1,""]
["OCL20E","10kW未満","E",20,345,6.9,9.6,6.9,"",2,4.8,5,"",5,"",4.8,5,"",5,"","","","","","","","","","","","","","","","","","","","","",4,null,"OFH96",1,1,1,1,""]
["OCL21E","10kW未満","E",21,345,7.2450000000000001,9.6,7.2,"",2,4.8,6,"",5,"",4.8,5,"",5,"","","","","","","","","","","","","","","","","","","","","",4,null,"OFH97",1,1,1,1,""]
["OCL22E","10kW未満","E",22,345,7.59,9.6,7.5,"",2,4.8,6,"",5,"",4.8,6,"",5,"","","","","","","","","","","","","","","","","","","","","",4,null,"OFH98",1,1,1,1,""]
["OCL23E","10kW未満","E",23,345,7.9349999999999996,10.3,7.9,1,1,5.5,5,"",4,4,4.8,5,"",5,"","","","","","","","","","","","","","","","","","","","","",5,null,"OFH99",1,1,1,1,""]
["OCL24E","10kW未満","E",24,345,8.2799999999999994,10.3,8.1999999999999993,1,1,5.5,5,"",4,4,4.8,6,"",5,"","","","","","","","","","","","","","","","","","","","","",5,null,"OFH100",1,1,1,1,""]
["OCL25E","10kW未満","E",25,345,8.625,11,8.6,2,"",5.5,5,"",4,4,5.5,6,"",6,"","","","","","","","","","","","","","","","","","","","","",5,null,"OFH101",1,1,1,1,""]
["OCL26E","10kW未満","E",26,345,8.9700000000000006,11,8.9,2,"",5.5,5,"",4,4,5.5,5,"",4,4,"","","","","","","","","","","","","","","","","","","","",6,null,"OFH102",1,1,1,1,""]
["OCH29E","10kW以上","E",29,345,10.005000000000001,14.399999999999999,10,"",3,4.8,5,"",5,"",4.8,5,"",5,"",4.8,5,"",4,"","","","","","","","","","","","","","","","",6,null,"OFH103",1,1,1,"",""]
["OCH30E","10kW以上","E",30,345,10.35,14.399999999999999,10.3,"",3,4.8,5,"",5,"",4.8,5,"",5,"",4.8,5,"",5,"","","","","","","","","","","","","","","","",6,null,"OFH104",1,1,1,"",""]
["OCH31E","10kW以上","E",31,345,10.695,14.399999999999999,10.6,"",3,4.8,6,"",5,"",4.8,5,"",5,"",4.8,5,"",5,"","","","","","","","","","","","","","","","",6,null,"OFH105",1,1,1,"",""]
["OCH32E","10kW以上","E",32,345,11.04,14.399999999999999,11,"",3,4.8,6,"",5,"",4.8,6,"",5,"",4.8,5,"",5,"","","","","","","","","","","","","","","","",6,null,"OFH106",1,1,1,"",""]
["OCH33E","10kW以上","E",33,345,11.385,14.399999999999999,11.3,"",3,4.8,6,"",5,"",4.8,6,"",5,"",4.8,6,"",5,"","","","","","","","","","","","","","","","",6,null,"OFH107",1,1,1,"",""]
["OCH34E","10kW以上","E",34,345,11.73,15.1,11.7,1,2,5.5,5,"",4,4,4.8,6,"",5,"",4.8,5,"",5,"","","","","","","","","","","","","","","","",7,null,"OFH108",1,1,1,"",""]
["OCH35E","10kW以上","E",35,345,12.074999999999999,15.1,12,1,2,5.5,5,"",4,4,4.8,6,"",5,"",4.8,6,"",5,"","","","","","","","","","","","","","","","",7,null,"OFH109",1,1,1,"",""]
["OCH36E","10kW以上","E",36,345,12.42,15.8,12.4,2,1,5.5,5,"",4,4,5.5,5,"",4,4,4.8,5,"",5,"","","","","","","","","","","","","","","","",8,null,"OFH110",1,1,1,"",""]
["OCH37E","10kW以上","E",37,345,12.765000000000001,15.8,12.7,2,1,5.5,5,"",4,4,5.5,5,"",4,4,4.8,6,"",5,"","","","","","","","","","","","","","","","",8,null,"OFH111",1,"",1,"",""]
["OCH38E","10kW以上","E",38,345,13.11,16.5,13.1,3,"",5.5,5,"",4,4,5.5,5,"",4,4,5.5,6,"",6,"","","","","","","","","","","","","","","","",8,null,"OFH112",1,1,1,"",""]
["OCH39E","10kW以上","E",39,345,13.455,16.5,13.4,3,"",5.5,5,"",4,4,5.5,5,"",4,4,5.5,5,"",4,4,"","","","","","","","","","","","","","","",9,null,"OFH113",1,1,1,"",""]
["OCH40E","10kW以上","E",40,345,13.8,19.899999999999999,13.8,1,3,5.5,6,"",6,"",4.8,5,"",5,"",4.8,5,"",4,"",4.8,5,"",4,"","","","","","","","","","","",8,null,"OFH114",1,1,1,"",""]
["OCH41E","10kW以上","E",41,345,14.145,19.899999999999999,14.1,1,3,5.5,6,"",6,"",4.8,5,"",5,"",4.8,5,"",5,"",4.8,5,"",4,"","","","","","","","","","","",8,null,"OFH115",1,1,1,"",""]
["OCH42E","10kW以上","E",42,345,14.49,19.899999999999999,14.4,1,3,5.5,6,"",6,"",4.8,5,"",5,"",4.8,5,"",5,"",4.8,5,"",5,"","","","","","","","","","","",8,null,"OFH116",1,1,1,"",""]
["OCH43E","10kW以上","E",43,345,14.835000000000001,19.899999999999999,14.8,1,3,5.5,5,"",4,4,4.8,5,"",5,"",4.8,5,"",5,"",4.8,5,"",5,"","","","","","","","","","","",9,null,"OFH117",1,1,1,"",""]
["OCH44E","10kW以上","E",44,345,15.18,19.899999999999999,15.1,1,3,5.5,5,"",4,4,4.8,6,"",5,"",4.8,5,"",5,"",4.8,5,"",5,"","","","","","","","","","","",9,null,"OFH118",1,1,1,"",""]
["OCH45E","10kW以上","E",45,345,15.525,19.899999999999999,15.5,1,3,5.5,5,"",4,4,4.8,6,"",5,"",4.8,6,"",5,"",4.8,5,"",5,"","","","","","","","","","","",9,null,"OFH119",1,1,1,"",""]
["OCH46E","10kW以上","E",46,345,15.87,19.899999999999999,15.8,1,3,5.5,5,"",4,4,4.8,6,"",5,"",4.8,6,"",5,"",4.8,6,"",5,"","","","","","","","","","","",9,null,"OFH120",1,1,1,"",""]
["OCH47E","10kW以上","E",47,345,16.215,20.6,16.2,2,2,5.5,5,"",4,4,5.5,5,"",4,4,4.8,6,"",5,"",4.8,5,"",5,"","","","","","","","","","","",10,null,"OGL12","","","",1,1]
["OCH48E","10kW以上","E",48,345,16.559999999999999,20.6,16.5,2,2,5.5,5,"",4,4,5.5,5,"",4,4,4.8,6,"",5,"",4.8,6,"",5,"","","","","","","","","","","",10,null,"OGL13","","",1,1,""]
["OCH49E","10kW以上","E",49,345,16.905000000000001,21.3,16.899999999999999,3,1,5.5,5,"",4,4,5.5,5,"",4,4,5.5,5,"",4,4,4.8,5,"",5,"","","","","","","","","","","",11,null,"OGL14","","",1,1,""]
["OCH50E","10kW以上","E",50,345,17.25,21.3,17.2,3,1,5.5,5,"",4,4,5.5,5,"",4,4,5.5,5,"",4,4,4.8,6,"",5,"","","","","","","","","","","",11,null,"OGL15","",1,1,"",""]
["OCH51E","10kW以上","E",51,345,17.594999999999999,22,17.5,4,"",5.5,5,"",4,4,5.5,5,"",4,4,5.5,5,"",4,4,5.5,6,"",6,"","","","","","","","","","","",11,null,"OGL16","",1,1,"",""]
["OCH52E","10kW以上","E",52,345,17.940000000000001,22,17.899999999999999,4,"",5.5,5,"",4,4,5.5,5,"",4,4,5.5,5,"",4,4,5.5,5,"",4,4,"","","","","","","","","","",12,null,"OGL17",1,1,"","",""]
["OCH53E","10kW以上","E",53,345,18.285,25.4,18.2,2,3,5.5,6,"",6,"",5.5,6,"",6,"",4.8,5,"",5,"",4.8,5,"",5,"",4.8,5,"",4,"","","","","","",10,null,"OGL18","",1,"","",""]
["OCH54E","10kW以上","E",54,345,18.63,25.4,18.600000000000001,2,3,5.5,6,"",6,"",5.5,6,"",6,"",4.8,5,"",5,"",4.8,5,"",5,"",4.8,5,"",5,"","","","","","",10,null,"OGL19","",1,"","",1]
["OCH55E","10kW以上","E",55,345,18.975000000000001,25.4,18.899999999999999,2,3,5.5,5,"",4,4,5.5,6,"",6,"",4.8,5,"",5,"",4.8,5,"",5,"",4.8,5,"",5,"","","","","","",11,null,"OGL20",1,"","","",1]
["OCH56E","10kW以上","E",56,345,19.32,25.4,19.3,2,3,5.5,5,"",4,4,5.5,5,"",4,4,4.8,5,"",5,"",4.8,5,"",5,"",4.8,5,"",5,"","","","","","",12,null,"OGL21","","","","",1]
["OCH57E","10kW以上","E",57,345,19.664999999999999,25.4,19.600000000000001,2,3,5.5,5,"",4,4,5.5,5,"",4,4,4.8,6,"",5,"",4.8,5,"",5,"",4.8,5,"",5,"","","","","","",12,null,"OGL22","","","","",1]
["OCH58E","10kW以上","E",58,345,20.010000000000002,25.4,20,2,3,5.5,5,"",4,4,5.5,5,"",4,4,4.8,6,"",5,"",4.8,6,"",5,"",4.8,5,"",5,"","","","","","",12,null,"OGL23","","","",1,1]
["OCH59E","10kW以上","E",59,345,20.355,25.4,20.3,2,3,5.5,5,"",4,4,5.5,5,"",4,4,4.8,6,"",5,"",4.8,6,"",5,"",4.8,6,"",5,"","","","","","",12,null,"OGL24","","","",1,1]
["OCH60E","10kW以上","E",60,345,20.7,26.1,20.7,3,2,5.5,5,"",4,4,5.5,5,"",4,4,5.5,5,"",4,4,4.8,6,"",5,"",4.8,5,"",5,"","","","","","",13,null,"OGL25","","","",1,""]
["OCH61E","10kW以上","E",61,345,21.045000000000002,26.1,21,3,2,5.5,5,"",4,4,5.5,5,"",4,4,5.5,5,"",4,4,4.8,6,"",5,"",4.8,6,"",5,"","","","","","",13,null,"OGL26","","",1,1,""]
["OCH62E","10kW以上","E",62,345,21.39,26.8,21.3,4,1,5.5,5,"",4,4,5.5,5,"",4,4,5.5,5,"",4,4,5.5,5,"",4,4,4.8,5,"",5,"","","","","","",14,null,"OGL27","","",1,1,""]
["OCH63E","10kW以上","E",63,345,21.734999999999999,26.8,21.7,4,1,5.5,5,"",4,4,5.5,5,"",4,4,5.5,5,"",4,4,5.5,5,"",4,4,4.8,6,"",5,"","","","","","",14,null,"OGL28","","",1,"",""]
["OCH64E","10kW以上","E",64,345,22.08,27.5,22,5,"",5.5,5,"",4,4,5.5,5,"",4,4,5.5,5,"",4,4,5.5,5,"",4,4,5.5,6,"",6,"","","","","","",14,null,"OGL29","","",1,"",""]
["OCH65E","10kW以上","E",65,345,22.425000000000001,27.5,22.4,5,"",5.5,5,"",4,4,5.5,5,"",4,4,5.5,5,"",4,4,5.5,5,"",4,4,5.5,5,"",4,4,"","","","","",15,null,"OGL30","",1,"","",""]
["OCH66E","10kW以上","E",66,345,22.77,30.9,22.7,3,3,5.5,6,"",6,"",5.5,6,"",6,"",5.5,6,"",6,"",4.8,5,"",5,"",4.8,5,"",5,"",4.8,5,"",5,"",12,null,"OGL31","",1,"","",""]
["OCH67E","10kW以上","E",67,345,23.114999999999998,30.9,23.1,3,3,5.5,5,"",4,4,5.5,6,"",6,"",5.5,6,"",6,"",4.8,5,"",5,"",4.8,5,"",5,"",4.8,5,"",5,"",13,null,"OGL32","",1,"","",""]
["OCH68E","10kW以上","E",68,345,23.46,30.9,23.4,3,3,5.5,5,"",4,4,5.5,5,"",4,4,5.5,6,"",6,"",4.8,5,"",5,"",4.8,5,"",5,"",4.8,5,"",5,"",14,null,"OGL33","",1,"","",""]
["OCH69E","10kW以上","E",69,345,23.805,30.9,23.8,3,3,5.5,5,"",4,4,5.5,5,"",4,4,5.5,5,"",4,4,4.8,5,"",5,"",4.8,5,"",5,"",4.8,5,"",5,"",15,null,"OGL34",1,"","","",""]
["OCH70E","10kW以上","E",70,345,24.15,30.9,24.1,3,3,5.5,5,"",4,4,5.5,5,"",4,4,5.5,5,"",4,4,4.8,6,"",5,"",4.8,5,"",5,"",4.8,5,"",5,"",15,null,"OGH28","","",1,1,1]
["OCH71E","10kW以上","E",71,345,24.495000000000001,30.9,24.4,3,3,5.5,5,"",4,4,5.5,5,"",4,4,5.5,5,"",4,4,4.8,6,"",5,"",4.8,6,"",5,"",4.8,5,"",5,"",15,null,"OGH29","","",1,"",1]
["OCH72E","10kW以上","E",72,345,24.84,30.9,24.8,3,3,5.5,5,"",4,4,5.5,5,"",4,4,5.5,5,"",4,4,4.8,6,"",5,"",4.8,6,"",5,"",4.8,6,"",5,"",15,null,"OGH30","","",1,"",1]
["OCH73E","10kW以上","E",73,345,25.184999999999999,31.6,25.1,4,2,5.5,5,"",4,4,5.5,5,"",4,4,5.5,5,"",4,4,5.5,5,"",4,4,4.8,6,"",5,"",4.8,5,"",5,"",16,null,"OGH31","","",1,"",1]
["OCH74E","10kW以上","E",74,345,25.53,31.6,25.5,4,2,5.5,5,"",4,4,5.5,5,"",4,4,5.5,5,"",4,4,5.5,5,"",4,4,4.8,6,"",5,"",4.8,6,"",5,"",16,null,"OGH32","",1,1,"",1]
["OCH75E","10kW以上","E",75,345,25.875,32.299999999999997,25.8,5,1,5.5,5,"",4,4,5.5,5,"",4,4,5.5,5,"",4,4,5.5,5,"",4,4,5.5,5,"",4,4,4.8,5,"",5,"",17,null,"OGH33","",1,"","",1]
["OCH76E","10kW以上","E",76,345,26.22,32.299999999999997,26.2,5,1,5.5,5,"",4,4,5.5,5,"",4,4,5.5,5,"",4,4,5.5,5,"",4,4,5.5,5,"",4,4,4.8,6,"",5,"",17,null,"OGH34","",1,"",1,1]
["OCH77E","10kW以上","E",77,345,26.565000000000001,33,26.5,6,"",5.5,5,"",4,4,5.5,5,"",4,4,5.5,5,"",4,4,5.5,5,"",4,4,5.5,5,"",4,4,5.5,6,"",6,"",17,null,"OGH35","",1,"",1,1]
["OCH78E","10kW以上","E",78,345,26.91,33,26.9,6,"",5.5,5,"",4,4,5.5,5,"",4,4,5.5,5,"",4,4,5.5,5,"",4,4,5.5,5,"",4,4,5.5,5,"",4,4,18,null,"OGH36",1,1,"",1,1]
["OCL12D","10kW未満","D",12,345,4.1399999999999997,4.8,4.0999999999999996,"",1,4.8,6,"",6,"","","","","","","","","","","","","","","","","","","","","","","","","","",2,null,"OGH37",1,1,"",1,""]
["OCL13D","10kW未満","D",13,345,4.4850000000000003,4.8,4.4000000000000004,"",1,4.8,5,"",4,4,"","","","","","","","","","","","","","","","","","","","","","","","","",3,null,"OGH38","",1,1,1,""]
["OCL14D","10kW未満","D",14,345,4.83,5.5,4.8,1,"",5.5,5,5,4,"","","","","","","","","","","","","","","","","","","","","","","","","","",3,null,"OGH39",1,"",1,1,1]
["OCL15D","10kW未満","D",15,345,5.1749999999999998,5.5,5.0999999999999996,1,"",5.5,5,5,5,"","","","","","","","","","","","","","","","","","","","","","","","","","",3,null,"OGH40",1,"",1,1,1]
["OCL23D","10kW未満","D",23,345,7.9349999999999996,9.6,7.9,"",2,4.8,6,"",6,"",4.8,6,"",5,"","","","","","","","","","","","","","","","","","","","","",4,null,"OGH41","","",1,1,1]
["OCL24D","10kW未満","D",24,345,8.2799999999999994,9.6,8.1999999999999993,"",2,4.8,6,"",6,"",4.8,6,"",6,"","","","","","","","","","","","","","","","","","","","","",4,null,"OGH42","","",1,1,1]
["OCL25D","10kW未満","D",25,345,8.625,9.6,8.6,"",2,4.8,5,"",4,4,4.8,6,"",6,"","","","","","","","","","","","","","","","","","","","","",5,null,"OGH43","","",1,"",1]
["OCL26D","10kW未満","D",26,345,8.9700000000000006,9.6,8.9,"",2,4.8,5,"",4,4,4.8,5,"",4,4,"","","","","","","","","","","","","","","","","","","","",6,null,"OGH44","",1,1,"",1]
["OCL27D","10kW未満","D",27,345,9.3149999999999995,10.3,9.3000000000000007,1,1,5.5,5,5,5,"",4.8,6,"",6,"","","","","","","","","","","","","","","","","","","","","",5,null,"OGH45","",1,1,"",1]
["OCL28D","10kW未満","D",28,345,9.66,10.3,9.6,1,1,5.5,5,5,5,"",4.8,5,"",4,4,"","","","","","","","","","","","","","","","","","","","",6,null,"OGH46","",1,1,"",1]
["OCH29D","10kW以上","D",29,345,10.005000000000001,11,10,2,"",5.5,5,5,5,"",5.5,5,5,4,"","","","","","","","","","","","","","","","","","","","","",6,null,"OGH47","",1,1,1,1]
["OCH30D","10kW以上","D",30,345,10.35,11,10.3,2,"",5.5,5,5,5,"",5.5,5,5,5,"","","","","","","","","","","","","","","","","","","","","",6,null,"OGH48","",1,1,1,1]
["OCH34D","10kW以上","D",34,345,11.73,14.399999999999999,11.7,"",3,4.8,6,"",6,"",4.8,6,"",5,"",4.8,6,"",5,"","","","","","","","","","","","","","","","",6,null,"OGH49","",1,"",1,""]
["OCH35D","10kW以上","D",35,345,12.074999999999999,14.399999999999999,12,"",3,4.8,6,"",6,"",4.8,6,"",6,"",4.8,6,"",5,"","","","","","","","","","","","","","","","",6,null,"OGH50",1,1,"",1,1]
["OCH36D","10kW以上","D",36,345,12.42,14.399999999999999,12.4,"",3,4.8,6,"",6,"",4.8,6,"",6,"",4.8,6,"",6,"","","","","","","","","","","","","","","","",6,null,"OGH51",1,1,"",1,1]
["OCH37D","10kW以上","D",37,345,12.765000000000001,14.399999999999999,12.7,"",3,4.8,5,"",4,4,4.8,6,"",6,"",4.8,6,"",6,"","","","","","","","","","","","","","","","",7,null,"OGH52","",1,"",1,1]
["OCH38D","10kW以上","D",38,345,13.11,14.399999999999999,13.1,"",3,4.8,5,"",4,4,4.8,5,"",4,4,4.8,6,"",6,"","","","","","","","","","","","","","","","",8,null,"OGH53",1,1,1,1,1]
["OCH39D","10kW以上","D",39,345,13.455,14.399999999999999,13.4,"",3,4.8,5,"",4,4,4.8,5,"",4,4,4.8,5,"",4,4,"","","","","","","","","","","","","","","",9,null,"OGH54",1,1,1,1,1]
["OCH40D","10kW以上","D",40,345,13.8,15.1,13.8,1,2,5.5,5,5,5,"",4.8,5,"",4,4,4.8,6,"",6,"","","","","","","","","","","","","","","","",8,null,"OGH55",1,1,1,1,1]
["OCH41D","10kW以上","D",41,345,14.145,15.1,14.1,1,2,5.5,5,5,5,"",4.8,5,"",4,4,4.8,5,"",4,4,"","","","","","","","","","","","","","","",9,null,"OGH56",1,1,1,1,1]
["OCH42D","10kW以上","D",42,345,14.49,15.8,14.4,2,1,5.5,5,5,5,"",5.5,5,5,5,"",4.8,6,"",6,"","","","","","","","","","","","","","","","",8,null,"OGH57",1,1,1,"",1]
["OCH43D","10kW以上","D",43,345,14.835000000000001,15.8,14.8,2,1,5.5,5,5,5,"",5.5,5,5,5,"",4.8,5,"",4,4,"","","","","","","","","","","","","","","",9,null,"OGH58",1,"",1,"",1]
["OCH44D","10kW以上","D",44,345,15.18,16.5,15.1,3,"",5.5,5,5,5,"",5.5,5,5,5,"",5.5,5,5,4,"","","","","","","","","","","","","","","","",9,null,"OGH59",1,"",1,"",1]
["OCH45D","10kW以上","D",45,345,15.525,16.5,15.5,3,"",5.5,5,5,5,"",5.5,5,5,5,"",5.5,5,5,5,"","","","","","","","","","","","","","","","",9,null,"OGH60",1,"",1,1,1]
["OCH47D","10kW以上","D",47,345,16.215,19.899999999999999,16.2,1,3,5.5,5,5,4,"",4.8,6,"",5,"",4.8,6,"",5,"",4.8,6,"",5,"","","","","","","","","","","",9,null,"OGH61","",1,1,1,1]
["OCH48D","10kW以上","D",48,345,16.559999999999999,19.899999999999999,16.5,1,3,5.5,5,5,4,"",4.8,6,"",6,"",4.8,6,"",5,"",4.8,6,"",5,"","","","","","","","","","","",9,null,"OGH62","",1,1,1,1]
["OCH49D","10kW以上","D",49,345,16.905000000000001,19.899999999999999,16.899999999999999,1,3,5.5,5,5,4,"",4.8,6,"",6,"",4.8,6,"",6,"",4.8,6,"",5,"","","","","","","","","","","",9,null,"OGH63","",1,1,1,1]
["OCH50D","10kW以上","D",50,345,17.25,19.899999999999999,17.2,1,3,5.5,5,5,4,"",4.8,6,"",6,"",4.8,6,"",6,"",4.8,6,"",6,"","","","","","","","","","","",9,null,"OGH64","",1,1,1,1]
["OCH51D","10kW以上","D",51,345,17.594999999999999,19.899999999999999,17.5,1,3,5.5,5,5,5,"",4.8,6,"",6,"",4.8,6,"",6,"",4.8,6,"",6,"","","","","","","","","","","",9,null,"OGH65","",1,"",1,1]
["OCH52D","10kW以上","D",52,345,17.940000000000001,19.899999999999999,17.899999999999999,1,3,5.5,5,5,5,"",4.8,5,"",4,4,4.8,6,"",6,"",4.8,6,"",6,"","","","","","","","","","","",10,null,"OGH66","",1,"",1,1]
["OCH53D","10kW以上","D",53,345,18.285,19.899999999999999,18.2,1,3,5.5,5,5,5,"",4.8,5,"",4,4,4.8,5,"",4,4,4.8,6,"",6,"","","","","","","","","","","",11,null,"OGH67","",1,1,1,1]
["OCH54D","10kW以上","D",54,345,18.63,19.899999999999999,18.600000000000001,1,3,5.5,5,5,5,"",4.8,5,"",4,4,4.8,5,"",4,4,4.8,5,"",4,4,"","","","","","","","","","",12,null,"OGH68","",1,1,1,1]
["OCH55D","10kW以上","D",55,345,18.975000000000001,20.6,18.899999999999999,2,2,5.5,5,5,5,"",5.5,5,5,5,"",4.8,5,"",4,4,4.8,6,"",6,"","","","","","","","","","","",11,null,"OGH69","",1,1,1,1]
["OCH56D","10kW以上","D",56,345,19.32,20.6,19.3,2,2,5.5,5,5,5,"",5.5,5,5,5,"",4.8,5,"",4,4,4.8,5,"",4,4,"","","","","","","","","","",12,null,"OGH70",1,1,1,1,1]
["OCH57D","10kW以上","D",57,345,19.664999999999999,21.3,19.600000000000001,3,1,5.5,5,5,5,"",5.5,5,5,5,"",5.5,5,5,5,"",4.8,6,"",6,"","","","","","","","","","","",11,null,"OGH71",1,1,1,"",1]
["OCH58D","10kW以上","D",58,345,20.010000000000002,21.3,20,3,1,5.5,5,5,5,"",5.5,5,5,5,"",5.5,5,5,5,"",4.8,5,"",4,4,"","","","","","","","","","",12,null,"OGH72",1,1,1,"",1]
["OCH59D","10kW以上","D",59,345,20.355,22,20.3,4,"",5.5,5,5,5,"",5.5,5,5,5,"",5.5,5,5,5,"",5.5,5,5,4,"","","","","","","","","","","",12,null,"OGH73",1,1,1,1,""]
["OCH60D","10kW以上","D",60,345,20.7,22,20.7,4,"",5.5,5,5,5,"",5.5,5,5,5,"",5.5,5,5,5,"",5.5,5,5,5,"","","","","","","","","","","",12,null,"OGH74",1,1,1,1,""]
["OCH61D","10kW以上","D",61,345,21.045000000000002,25.4,21,2,3,5.5,5,5,4,"",5.5,5,5,4,"",4.8,6,"",5,"",4.8,6,"",5,"",4.8,6,"",5,"","","","","","",12,null,"OGH75",1,1,1,1,""]
["OCH62D","10kW以上","D",62,345,21.39,25.4,21.3,2,3,5.5,5,5,4,"",5.5,5,5,4,"",4.8,6,"",6,"",4.8,6,"",5,"",4.8,6,"",5,"","","","","","",12,null,"OGH76",1,1,1,1,""]
["OCH63D","10kW以上","D",63,345,21.734999999999999,25.4,21.7,2,3,5.5,5,5,4,"",5.5,5,5,4,"",4.8,6,"",6,"",4.8,6,"",6,"",4.8,6,"",5,"","","","","","",12,null,"OGH77",1,"",1,1,""]
["OCH64D","10kW以上","D",64,345,22.08,25.4,22,2,3,5.5,5,5,4,"",5.5,5,5,4,"",4.8,6,"",6,"",4.8,6,"",6,"",4.8,6,"",6,"","","","","","",12,null,"OGH78",1,1,1,1,""]
["OCH65D","10kW以上","D",65,345,22.425000000000001,25.4,22.4,2,3,5.5,5,5,5,"",5.5,5,5,4,"",4.8,6,"",6,"",4.8,6,"",6,"",4.8,6,"",6,"","","","","","",12,null,"OGH79",1,1,1,1,""]
["OCH66D","10kW以上","D",66,345,22.77,25.4,22.7,2,3,5.5,5,5,5,"",5.5,5,5,5,"",4.8,6,"",6,"",4.8,6,"",6,"",4.8,6,"",6,"","","","","","",12,null,"OGH80",1,1,1,1,""]
["OCH67D","10kW以上","D",67,345,23.114999999999998,25.4,23.1,2,3,5.5,5,5,5,"",5.5,5,5,5,"",4.8,5,"",4,4,4.8,6,"",6,"",4.8,6,"",6,"","","","","","",13,null,"OGH81","",1,"",1,""]
["OCH68D","10kW以上","D",68,345,23.46,25.4,23.4,2,3,5.5,5,5,5,"",5.5,5,5,5,"",4.8,5,"",4,4,4.8,5,"",4,4,4.8,6,"",6,"","","","","","",14,null,"OGH82","",1,1,1,""]
["OCH69D","10kW以上","D",69,345,23.805,25.4,23.8,2,3,5.5,5,5,5,"",5.5,5,5,5,"",4.8,5,"",4,4,4.8,5,"",4,4,4.8,5,"",4,4,"","","","","",15,null,"OGH83","",1,1,1,""]
["OCH70D","10kW以上","D",70,345,24.15,26.1,24.1,3,2,5.5,5,5,5,"",5.5,5,5,5,"",5.5,5,5,5,"",4.8,5,"",4,4,4.8,6,"",6,"","","","","","",14,null,"OGH84","",1,1,1,""]
["OCH71D","10kW以上","D",71,345,24.495000000000001,26.1,24.4,3,2,5.5,5,5,5,"",5.5,5,5,5,"",5.5,5,5,5,"",4.8,5,"",4,4,4.8,5,"",4,4,"","","","","",15,null,"OGH85","",1,1,"",""]
["OCH72D","10kW以上","D",72,345,24.84,26.8,24.8,4,1,5.5,5,5,5,"",5.5,5,5,5,"",5.5,5,5,5,"",5.5,5,5,5,"",4.8,6,"",6,"","","","","","",14,null,"OGH86","",1,1,"",""]
["OCH73D","10kW以上","D",73,345,25.184999999999999,26.8,25.1,4,1,5.5,5,5,5,"",5.5,5,5,5,"",5.5,5,5,5,"",5.5,5,5,5,"",4.8,5,"",4,4,"","","","","",15,null,"OGH87","",1,1,"",""]
["OCH74D","10kW以上","D",74,345,25.53,27.5,25.5,5,"",5.5,5,5,5,"",5.5,5,5,5,"",5.5,5,5,5,"",5.5,5,5,5,"",5.5,5,5,4,"","","","","","",15,null,"OGH88","",1,1,"",""]
["OCH75D","10kW以上","D",75,345,25.875,27.5,25.8,5,"",5.5,5,5,5,"",5.5,5,5,5,"",5.5,5,5,5,"",5.5,5,5,5,"",5.5,5,5,5,"","","","","","",15,null,"OGH89",1,1,1,"",""]
["OCH76D","10kW以上","D",76,345,26.22,30.9,26.2,3,3,5.5,5,5,4,"",5.5,5,5,4,"",5.5,5,5,4,"",4.8,6,"",6,"",4.8,6,"",5,"",4.8,6,"",5,"",15,null,"OGH90",1,1,1,"",""]
["OCH77D","10kW以上","D",77,345,26.565000000000001,30.9,26.5,3,3,5.5,5,5,4,"",5.5,5,5,4,"",5.5,5,5,4,"",4.8,6,"",6,"",4.8,6,"",6,"",4.8,6,"",5,"",15,null,"OGH91",1,1,1,"",""]
["OCH78D","10kW以上","D",78,345,26.91,30.9,26.9,3,3,5.5,5,5,4,"",5.5,5,5,4,"",5.5,5,5,4,"",4.8,6,"",6,"",4.8,6,"",6,"",4.8,6,"",6,"",15,null,"OGH92",1,1,1,"",""]
["OCH79D","10kW以上","D",79,345,27.254999999999999,30.9,27.2,3,3,5.5,5,5,5,"",5.5,5,5,4,"",5.5,5,5,4,"",4.8,6,"",6,"",4.8,6,"",6,"",4.8,6,"",6,"",15,null,"OGH93",1,1,1,"",""]
["OCH80D","10kW以上","D",80,345,27.6,30.9,27.6,3,3,5.5,5,5,5,"",5.5,5,5,5,"",5.5,5,5,4,"",4.8,6,"",6,"",4.8,6,"",6,"",4.8,6,"",6,"",15,null,"OGH94",1,1,1,"",""]
["OCH81D","10kW以上","D",81,345,27.945,30.9,27.9,3,3,5.5,5,5,5,"",5.5,5,5,5,"",5.5,5,5,5,"",4.8,6,"",6,"",4.8,6,"",6,"",4.8,6,"",6,"",15,null,"OGH95",1,1,1,"",""]
["OCH82D","10kW以上","D",82,345,28.29,30.9,28.2,3,3,5.5,5,5,5,"",5.5,5,5,5,"",5.5,5,5,5,"",4.8,5,"",4,4,4.8,6,"",6,"",4.8,6,"",6,"",16,null,"OGH96",1,1,1,"",""]
["OCH83D","10kW以上","D",83,345,28.635000000000002,30.9,28.6,3,3,5.5,5,5,5,"",5.5,5,5,5,"",5.5,5,5,5,"",4.8,5,"",4,4,4.8,5,"",4,4,4.8,6,"",6,"",17,null,"OGH97",1,1,"","",""]
["OCH84D","10kW以上","D",84,345,28.98,30.9,28.9,3,3,5.5,5,5,5,"",5.5,5,5,5,"",5.5,5,5,5,"",4.8,5,"",4,4,4.8,5,"",4,4,4.8,5,"",4,4,18,null,"OGH98",1,1,"","",""]
["OCH85D","10kW以上","D",85,345,29.324999999999999,31.6,29.3,4,2,5.5,5,5,5,"",5.5,5,5,5,"",5.5,5,5,5,"",5.5,5,5,5,"",4.8,5,"",4,4,4.8,6,"",6,"",17,null,"OGH99",1,1,"","",""]
["OCH86D","10kW以上","D",86,345,29.67,31.6,29.6,4,2,5.5,5,5,5,"",5.5,5,5,5,"",5.5,5,5,5,"",5.5,5,5,5,"",4.8,5,"",4,4,4.8,5,"",4,4,18,null,"OGH100",1,1,"","",""]
["OCH87D","10kW以上","D",87,345,30.015000000000001,32.299999999999997,30,5,1,5.5,5,5,5,"",5.5,5,5,5,"",5.5,5,5,5,"",5.5,5,5,5,"",5.5,5,5,5,"",4.8,6,"",6,"",17,null,"OGH101","",1,"","",""]
["OCH88D","10kW以上","D",88,345,30.36,32.299999999999997,30.3,5,1,5.5,5,5,5,"",5.5,5,5,5,"",5.5,5,5,5,"",5.5,5,5,5,"",5.5,5,5,5,"",4.8,5,"",4,4,18,null,"OGH102","",1,"","",""]
["OCH89D","10kW以上","D",89,345,30.704999999999998,33,30.7,6,"",5.5,5,5,5,"",5.5,5,5,5,"",5.5,5,5,5,"",5.5,5,5,5,"",5.5,5,5,5,"",5.5,5,5,4,"",18,null,"OGH103","",1,"","",""]
["OCH90D","10kW以上","D",90,345,31.05,33,31,6,"",5.5,5,5,5,"",5.5,5,5,5,"",5.5,5,5,5,"",5.5,5,5,5,"",5.5,5,5,5,"",5.5,5,5,5,"",18,null,"OGH104","",1,"","",""]
["OCL14C","10kW未満","C",14,345,4.83,4.8,4.8,"",1,4.8,5,5,4,"","","","","","","","","","","","","","","","","","","","","","","","","","",3,null,"OGH105","",1,"","",""]
["OCL15C","10kW未満","C",15,345,5.1749999999999998,4.8,4.8,"",1,4.8,5,5,5,"","","","","","","","","","","","","","","","","","","","","","","","","","",3,null,"OGH106","",1,"","",""]
["OCL16C","10kW未満","C",16,345,5.52,5.5,5.5,1,"",5.5,6,"",5,5,"","","","","","","","","","","","","","","","","","","","","","","","","",3,null,"OGH107","",1,"","",""]
["OCL17C","10kW未満","C",17,345,5.8650000000000002,5.5,5.5,1,"",5.5,6,6,5,"","","","","","","","","","","","","","","","","","","","","","","","","","",3,null,"OGH108",1,1,"","",""]
["OCL27C","10kW未満","C",27,345,9.3149999999999995,9.6,9.1999999999999993,"",2,4.8,5,5,4,"",4.8,5,"",4,4,"","","","","","","","","","","","","","","","","","","","",6,null,"OGH109",1,1,"","",""]
["OCL28C","10kW未満","C",28,345,9.66,9.6,9.6,"",2,4.8,5,5,4,"",4.8,5,5,4,"","","","","","","","","","","","","","","","","","","","","",6,null,"OGH110",1,1,"","",""]
["OCL29C","10kW未満","C",29,345,10.005000000000001,9.6,9.6,"",2,4.8,5,5,5,"",4.8,5,5,4,"","","","","","","","","","","","","","","","","","","","","",6,null,"OGH111",1,1,"","",""]
["OCL30C","10kW未満","C",30,345,10.35,9.6,9.6,"",2,4.8,5,5,5,"",4.8,5,5,5,"","","","","","","","","","","","","","","","","","","","","",6,null,"OGH112",1,1,"","",""]
["OCH30C","10kW以上","C",30,345,10.35,10.3,10.3,1,1,5.5,6,null,5,5,4.8,5,5,4,"","","","","","","","","","","","","","","","","","","","","",6,null,"OGH113",1,1,"","",""]
["OCH31C","10kW以上","C",31,345,10.695,10.3,10.3,1,1,5.5,6,6,5,"",4.8,5,5,4,"","","","","","","","","","","","","","","","","","","","","",6,null,"OGH114",1,1,"","",""]
["OCH32C","10kW以上","C",32,345,11.04,10.3,10.3,1,1,5.5,6,6,5,"",4.8,5,5,5,"","","","","","","","","","","","","","","","","","","","","",6,null,"OGH115",1,"","","",""]
["OCH33C","10kW以上","C",33,345,11.385,11,11,2,"",5.5,6,6,5,"",5.5,6,"",5,5,"","","","","","","","","","","","","","","","","","","","",6,null,"OGH116",1,"","","",""]
["OCH34C","10kW以上","C",34,345,11.73,11,11,2,"",5.5,6,6,5,"",5.5,6,6,5,"","","","","","","","","","","","","","","","","","","","","",6,null,"OGH117",1,"","","",""]
["OCH40C","10kW以上","C",40,345,13.8,14.399999999999999,13.7,"",3,4.8,5,5,4,"",4.8,5,"",4,4,4.8,5,"",4,4,"","","","","","","","","","","","","","","",9,null,"OGH118",1,"","","",""]
["OCH41C","10kW以上","C",41,345,14.145,14.399999999999999,14,"",3,4.8,5,5,4,"",4.8,5,5,4,"",4.8,5,"",4,4,"","","","","","","","","","","","","","","",9,null,"OGH119",1,"","","",""]
["OCH42C","10kW以上","C",42,345,14.49,14.399999999999999,14.4,"",3,4.8,5,5,4,"",4.8,5,5,4,"",4.8,5,5,4,"","","","","","","","","","","","","","","","",9,null,"OGH120",1,"","","",""]
["OCH43C","10kW以上","C",43,345,14.835000000000001,14.399999999999999,14.4,"",3,4.8,5,5,5,"",4.8,5,5,4,"",4.8,5,5,4,"","","","","","","","","","","","","","","","",9]
["OCH44C","10kW以上","C",44,345,15.18,14.399999999999999,14.4,"",3,4.8,5,5,5,"",4.8,5,5,5,"",4.8,5,5,4,"","","","","","","","","","","","","","","","",9]
["OCH45C","10kW以上","C",45,345,15.525,14.399999999999999,14.4,"",3,4.8,5,5,5,"",4.8,5,5,5,"",4.8,5,5,5,"","","","","","","","","","","","","","","","",9]
["OCH46C","10kW以上","C",46,345,15.87,15.1,15.1,1,2,5.5,6,6,5,"",4.8,5,5,5,"",4.8,5,5,4,"","","","","","","","","","","","","","","","",9]
["OCH47C","10kW以上","C",47,345,16.215,15.1,15.1,1,2,5.5,6,6,5,"",4.8,5,5,5,"",4.8,5,5,5,"","","","","","","","","","","","","","","","",9]
["OCH48C","10kW以上","C",48,345,16.559999999999999,15.8,15.8,2,1,5.5,6,6,5,"",5.5,6,6,5,"",4.8,5,5,4,"","","","","","","","","","","","","","","","",9]
["OCH49C","10kW以上","C",49,345,16.905000000000001,15.8,15.8,2,1,5.5,6,6,5,"",5.5,6,6,5,"",4.8,5,5,5,"","","","","","","","","","","","","","","","",9]
["OCH50C","10kW以上","C",50,345,17.25,16.5,16.5,3,"",5.5,6,6,5,"",5.5,6,6,5,"",5.5,6,"",5,5,"","","","","","","","","","","","","","","",9]
["OCH51C","10kW以上","C",51,345,17.594999999999999,16.5,16.5,3,"",5.5,6,6,5,"",5.5,6,6,5,"",5.5,6,6,5,"","","","","","","","","","","","","","","","",9]
["OCH55C","10kW以上","C",55,345,18.975000000000001,19.899999999999999,18.899999999999999,1,3,5.5,6,"",5,5,4.8,5,"",4,4,4.8,5,"",4,4,4.8,5,"",4,4,"","","","","","","","","","",12]
["OCH56C","10kW以上","C",56,345,19.32,19.899999999999999,19.2,1,3,5.5,6,"",5,5,4.8,5,5,4,"",4.8,5,"",4,4,4.8,5,"",4,4,"","","","","","","","","","",12]
["OCH57C","10kW以上","C",57,345,19.664999999999999,19.899999999999999,19.5,1,3,5.5,6,"",5,5,4.8,5,5,4,"",4.8,5,5,4,"",4.8,5,"",4,4,"","","","","","","","","","",12]
["OCH58C","10kW以上","C",58,345,20.010000000000002,19.899999999999999,19.899999999999999,1,3,5.5,6,"",5,5,4.8,5,5,4,"",4.8,5,5,4,"",4.8,5,5,4,"","","","","","","","","","","",12]
["OCH59C","10kW以上","C",59,345,20.355,19.899999999999999,19.899999999999999,1,3,5.5,6,6,5,"",4.8,5,5,4,"",4.8,5,5,4,"",4.8,5,5,4,"","","","","","","","","","","",12]
["OCH60C","10kW以上","C",60,345,20.7,19.899999999999999,19.899999999999999,1,3,5.5,6,6,5,"",4.8,5,5,5,"",4.8,5,5,4,"",4.8,5,5,4,"","","","","","","","","","","",12]
["OCH61C","10kW以上","C",61,345,21.045000000000002,19.899999999999999,19.899999999999999,1,3,5.5,6,6,5,"",4.8,5,5,5,"",4.8,5,5,5,"",4.8,5,5,4,"","","","","","","","","","","",12]
["OCH62C","10kW以上","C",62,345,21.39,19.899999999999999,19.899999999999999,1,3,5.5,6,6,5,"",4.8,5,5,5,"",4.8,5,5,5,"",4.8,5,5,5,"","","","","","","","","","","",12]
["OCH63C","10kW以上","C",63,345,21.734999999999999,20.6,20.6,2,2,5.5,6,6,5,"",5.5,6,6,5,"",4.8,5,5,5,"",4.8,5,5,4,"","","","","","","","","","","",12]
["OCH64C","10kW以上","C",64,345,22.08,20.6,20.6,2,2,5.5,6,6,5,"",5.5,6,6,5,"",4.8,5,5,5,"",4.8,5,5,5,"","","","","","","","","","","",12]
["OCH65C","10kW以上","C",65,345,22.425000000000001,21.3,21.3,3,1,5.5,6,6,5,"",5.5,6,6,5,"",5.5,6,6,5,"",4.8,5,5,4,"","","","","","","","","","","",12]
["OCH66C","10kW以上","C",66,345,22.77,21.3,21.3,3,1,5.5,6,6,5,"",5.5,6,6,5,"",5.5,6,6,5,"",4.8,5,5,5,"","","","","","","","","","","",12]
["OCH67C","10kW以上","C",67,345,23.114999999999998,22,22,4,"",5.5,6,6,5,"",5.5,6,6,5,"",5.5,6,6,5,"",5.5,6,"",5,5,"","","","","","","","","","",12]
["OCH68C","10kW以上","C",68,345,23.46,22,22,4,"",5.5,6,6,5,"",5.5,6,6,5,"",5.5,6,6,5,"",5.5,6,6,5,"","","","","","","","","","","",12]
["OCH70C","10kW以上","C",70,345,24.15,25.4,24.1,2,3,5.5,6,"",5,5,5.5,5,5,5,"",4.8,5,"",4,4,4.8,5,"",4,4,4.8,5,"",4,4,"","","","","",15]
["OCH71C","10kW以上","C",71,345,24.495000000000001,25.4,24.4,2,3,5.5,6,"",5,5,5.5,6,"",5,5,4.8,5,"",4,4,4.8,5,"",4,4,4.8,5,"",4,4,"","","","","",15]
["OCH72C","10kW以上","C",72,345,24.84,25.4,24.7,2,3,5.5,6,"",5,5,5.5,6,"",5,5,4.8,5,5,4,"",4.8,5,"",4,4,4.8,5,"",4,4,"","","","","",15]
["OCH73C","10kW以上","C",73,345,25.184999999999999,25.4,25,2,3,5.5,6,"",5,5,5.5,6,"",5,5,4.8,5,5,4,"",4.8,5,5,4,"",4.8,5,"",4,4,"","","","","",15]
["OCH74C","10kW以上","C",74,345,25.53,25.4,25.4,2,3,5.5,6,"",5,5,5.5,6,"",5,5,4.8,5,5,4,"",4.8,5,5,4,"",4.8,5,5,4,"","","","","","",15]
["OCH75C","10kW以上","C",75,345,25.875,25.4,25.4,2,3,5.5,6,6,5,"",5.5,6,"",5,5,4.8,5,5,4,"",4.8,5,5,4,"",4.8,5,5,4,"","","","","","",15]
["OCH76C","10kW以上","C",76,345,26.22,25.4,25.4,2,3,5.5,6,6,5,"",5.5,6,6,5,"",4.8,5,5,4,"",4.8,5,5,4,"",4.8,5,5,4,"","","","","","",15]
["OCH77C","10kW以上","C",77,345,26.565000000000001,25.4,25.4,2,3,5.5,6,6,5,"",5.5,6,6,5,"",4.8,5,5,5,"",4.8,5,5,4,"",4.8,5,5,4,"","","","","","",15]
["OCH78C","10kW以上","C",78,345,26.91,25.4,25.4,2,3,5.5,6,6,5,"",5.5,6,6,5,"",4.8,5,5,5,"",4.8,5,5,5,"",4.8,5,5,4,"","","","","","",15]
["OCH79C","10kW以上","C",79,345,27.254999999999999,25.4,25.4,2,3,5.5,6,6,5,"",5.5,6,6,5,"",4.8,5,5,5,"",4.8,5,5,5,"",4.8,5,5,5,"","","","","","",15]
["OCH80C","10kW以上","C",80,345,27.6,26.1,26.1,3,2,5.5,6,6,5,"",5.5,6,6,5,"",5.5,6,6,5,"",4.8,5,5,5,"",4.8,5,5,4,"","","","","","",15]
["OCH81C","10kW以上","C",81,345,27.945,26.1,26.1,3,2,5.5,6,6,5,"",5.5,6,6,5,"",5.5,6,6,5,"",4.8,5,5,5,"",4.8,5,5,5,"","","","","","",15]
["OCH82C","10kW以上","C",82,345,28.29,26.8,26.8,4,1,5.5,6,6,5,"",5.5,6,6,5,"",5.5,6,6,5,"",5.5,6,6,5,"",4.8,5,5,4,"","","","","","",15]
["OCH83C","10kW以上","C",83,345,28.635000000000002,26.8,26.8,4,1,5.5,6,6,5,"",5.5,6,6,5,"",5.5,6,6,5,"",5.5,6,6,5,"",4.8,5,5,5,"","","","","","",15]
["OCH84C","10kW以上","C",84,345,28.98,27.5,27.5,5,"",5.5,6,6,5,"",5.5,6,6,5,"",5.5,6,6,5,"",5.5,6,6,5,"",5.5,6,"",5,5,"","","","","",15]
["OCH85C","10kW以上","C",85,345,29.324999999999999,27.5,27.5,5,"",5.5,6,6,5,"",5.5,6,6,5,"",5.5,6,6,5,"",5.5,6,6,5,"",5.5,6,6,5,"","","","","","",15]
["OCH86C","10kW以上","C",86,345,29.67,30.9,29.6,3,3,5.5,6,"",5,5,5.5,6,"",5,5,5.5,5,5,5,"",4.8,5,"",4,4,4.8,5,"",4,4,4.8,5,"",4,4,18]
["OCH87C","10kW以上","C",87,345,30.015000000000001,30.9,29.9,3,3,5.5,6,"",5,5,5.5,6,"",5,5,5.5,6,"",5,5,4.8,5,"",4,4,4.8,5,"",4,4,4.8,5,"",4,4,18]
["OCH88C","10kW以上","C",88,345,30.36,30.9,30.2,3,3,5.5,6,"",5,5,5.5,6,"",5,5,5.5,6,"",5,5,4.8,5,5,4,"",4.8,5,"",4,4,4.8,5,"",4,4,18]
["OCH89C","10kW以上","C",89,345,30.704999999999998,30.9,30.5,3,3,5.5,6,"",5,5,5.5,6,"",5,5,5.5,6,"",5,5,4.8,5,5,4,"",4.8,5,5,4,"",4.8,5,"",4,4,18]
["OCH90C","10kW以上","C",90,345,31.05,30.9,30.9,3,3,5.5,6,"",5,5,5.5,6,"",5,5,5.5,6,"",5,5,4.8,5,5,4,"",4.8,5,5,4,"",4.8,5,5,4,"",18]
["OCH91C","10kW以上","C",91,345,31.395,30.9,30.9,3,3,5.5,6,6,5,"",5.5,6,"",5,5,5.5,6,"",5,5,4.8,5,5,4,"",4.8,5,5,4,"",4.8,5,5,4,"",18]
["OCH92C","10kW以上","C",92,345,31.74,30.9,30.9,3,3,5.5,6,6,5,"",5.5,6,6,5,"",5.5,6,"",5,5,4.8,5,5,4,"",4.8,5,5,4,"",4.8,5,5,4,"",18]
["OCH93C","10kW以上","C",93,345,32.085000000000001,30.9,30.9,3,3,5.5,6,6,5,"",5.5,6,6,5,"",5.5,6,6,5,"",4.8,5,5,4,"",4.8,5,5,4,"",4.8,5,5,4,"",18]
["OCH94C","10kW以上","C",94,345,32.43,30.9,30.9,3,3,5.5,6,6,5,"",5.5,6,6,5,"",5.5,6,6,5,"",4.8,5,5,5,"",4.8,5,5,4,"",4.8,5,5,4,"",18]
["OCH95C","10kW以上","C",95,345,32.774999999999999,30.9,30.9,3,3,5.5,6,6,5,"",5.5,6,6,5,"",5.5,6,6,5,"",4.8,5,5,5,"",4.8,5,5,5,"",4.8,5,5,4,"",18]
["OCH96C","10kW以上","C",96,345,33.119999999999997,30.9,30.9,3,3,5.5,6,6,5,"",5.5,6,6,5,"",5.5,6,6,5,"",4.8,5,5,5,"",4.8,5,5,5,"",4.8,5,5,5,"",18]
["OCH97C","10kW以上","C",97,345,33.465000000000003,31.6,31.6,4,2,5.5,6,6,5,"",5.5,6,6,5,"",5.5,6,6,5,"",5.5,6,6,5,"",4.8,5,5,5,"",4.8,5,5,4,"",18]
["OCH98C","10kW以上","C",98,345,33.81,31.6,31.6,4,2,5.5,6,6,5,"",5.5,6,6,5,"",5.5,6,6,5,"",5.5,6,6,5,"",4.8,5,5,5,"",4.8,5,5,5,"",18]
["OCH99C","10kW以上","C",99,345,34.155000000000001,32.299999999999997,32.299999999999997,5,1,5.5,6,6,5,"",5.5,6,6,5,"",5.5,6,6,5,"",5.5,6,6,5,"",5.5,6,6,5,"",4.8,5,5,4,"",18]
["OCH100C","10kW以上","C",100,345,34.5,32.299999999999997,32.299999999999997,5,1,5.5,6,6,5,"",5.5,6,6,5,"",5.5,6,6,5,"",5.5,6,6,5,"",5.5,6,6,5,"",4.8,5,5,5,"",18]
["OCH101C","10kW以上","C",101,345,34.844999999999999,33,33,6,"",5.5,6,6,5,"",5.5,6,6,5,"",5.5,6,6,5,"",5.5,6,6,5,"",5.5,6,6,5,"",5.5,6,"",5,5,18]
["OCH102C","10kW以上","C",102,345,35.19,33,33,6,"",5.5,6,6,5,"",5.5,6,6,5,"",5.5,6,6,5,"",5.5,6,6,5,"",5.5,6,6,5,"",5.5,6,6,5,"",18]
["OCL16B","10kW未満","B",16,345,5.52,4.8,4.8,"",1,4.8,6,"",5,5,"","","","","","","","","","","","","","","","","","","","","","","","","",3]
["OCL17B","10kW未満","B",17,345,5.8650000000000002,4.8,4.8,"",1,4.8,6,6,5,"","","","","","","","","","","","","","","","","","","","","","","","","","",3]
["OCL18B","10kW未満","B",18,345,6.21,5.5,5.5,1,"",5.5,6,6,6,"","","","","","","","","","","","","","","","","","","","","","","","","","",3]
["OCL19B","10kW未満","B",19,345,6.5549999999999997,5.5,5.5,1,"",5.5,5,5,5,4,"","","","","","","","","","","","","","","","","","","","","","","","","",4]
["OCL31B","10kW未満","B",31,345,10.695,9.6,9.6,"",2,4.8,6,"",5,5,4.8,5,5,5,"","","","","","","","","","","","","","","","","","","","","",6]
["OCL32B","10kW未満","B",32,345,11.04,9.6,9.6,"",2,4.8,6,"",5,5,4.8,6,"",5,5,"","","","","","","","","","","","","","","","","","","","",6]
["OCL33B","10kW未満","B",33,345,11.385,9.6,9.6,"",2,4.8,6,6,5,"",4.8,6,"",5,5,"","","","","","","","","","","","","","","","","","","","",6]
["OCL34B","10kW未満","B",34,345,11.73,9.6,9.6,"",2,4.8,6,6,5,"",4.8,6,6,5,"","","","","","","","","","","","","","","","","","","","","",6]
["OCH33B","10kW以上","B",33,345,11.385,10.3,10.3,1,1,5.5,6,6,6,null,4.8,5,5,5,null,"","","","","","","","","","","","","","","","","","","","",6]
["OCH34B","10kW以上","B",34,345,11.73,10.3,10.3,1,1,5.5,6,6,6,null,4.8,6,"",5,5,"","","","","","","","","","","","","","","","","","","","",6]
["OCH35B","10kW以上","B",35,345,12.074999999999999,10.3,10.3,1,1,5.5,5,5,5,4,4.8,6,"",5,5,"","","","","","","","","","","","","","","","","","","","",7]
["OCH36B","10kW以上","B",36,345,12.42,10.3,10.3,1,1,5.5,5,5,5,4,4.8,6,6,5,"","","","","","","","","","","","","","","","","","","","","",7]
["OCH37B","10kW以上","B",37,345,12.765000000000001,11,11,2,"",5.5,5,5,5,4,5.5,6,6,6,"","","","","","","","","","","","","","","","","","","","","",7]
["OCH38B","10kW以上","B",38,345,13.11,11,11,2,"",5.5,5,5,5,4,5.5,5,5,5,4,"","","","","","","","","","","","","","","","","","","","",8]
["OCH46B","10kW以上","B",46,345,15.87,14.399999999999999,14.4,"",3,4.8,6,"",5,5,4.8,5,5,5,"",4.8,5,5,5,"","","","","","","","","","","","","","","","",9]
["OCH47B","10kW以上","B",47,345,16.215,14.399999999999999,14.4,"",3,4.8,6,"",5,5,4.8,6,"",5,5,4.8,5,5,5,"","","","","","","","","","","","","","","","",9]
["OCH48B","10kW以上","B",48,345,16.559999999999999,14.399999999999999,14.4,"",3,4.8,6,"",5,5,4.8,6,"",5,5,4.8,6,"",5,5,"","","","","","","","","","","","","","","",9]
["OCH49B","10kW以上","B",49,345,16.905000000000001,14.399999999999999,14.4,"",3,4.8,6,6,5,"",4.8,6,"",5,5,4.8,6,"",5,5,"","","","","","","","","","","","","","","",9]
["OCH50B","10kW以上","B",50,345,17.25,14.399999999999999,14.4,"",3,4.8,6,6,5,"",4.8,6,6,5,"",4.8,6,"",5,5,"","","","","","","","","","","","","","","",9]
["OCH51B","10kW以上","B",51,345,17.594999999999999,14.399999999999999,14.4,"",3,4.8,6,6,5,"",4.8,6,6,5,"",4.8,6,6,5,"","","","","","","","","","","","","","","","",9]
["OCH52B","10kW以上","B",52,345,17.940000000000001,15.1,15.1,1,2,5.5,5,5,5,4,4.8,6,6,5,"",4.8,6,"",5,5,"","","","","","","","","","","","","","","",10]
["OCH53B","10kW以上","B",53,345,18.285,15.1,15.1,1,2,5.5,5,5,5,4,4.8,6,6,5,"",4.8,6,6,5,"","","","","","","","","","","","","","","","",10]
["OCH54B","10kW以上","B",54,345,18.63,15.8,15.8,2,1,5.5,5,5,5,4,5.5,5,5,5,4,4.8,6,"",5,5,"","","","","","","","","","","","","","","",11]
["OCH55B","10kW以上","B",55,345,18.975000000000001,15.8,15.8,2,1,5.5,5,5,5,4,5.5,5,5,5,4,4.8,6,6,5,"","","","","","","","","","","","","","","","",11]
["OCH56B","10kW以上","B",56,345,19.32,16.5,16.5,3,"",5.5,5,5,5,4,5.5,5,5,5,4,5.5,6,6,6,"","","","","","","","","","","","","","","","",11]
["OCH57B","10kW以上","B",57,345,19.664999999999999,16.5,16.5,3,"",5.5,5,5,5,4,5.5,5,5,5,4,5.5,5,5,5,4,"","","","","","","","","","","","","","","",12]
["OCH63B","10kW以上","B",63,345,21.734999999999999,19.899999999999999,19.899999999999999,1,3,5.5,6,6,6,"",4.8,5,5,5,null,4.8,5,5,5,"",4.8,5,5,5,"","","","","","","","","","","",12]
["OCH64B","10kW以上","B",64,345,22.08,19.899999999999999,19.899999999999999,1,3,5.5,6,6,6,"",4.8,6,"",5,5,4.8,5,5,5,"",4.8,5,5,5,"","","","","","","","","","","",12]
["OCH65B","10kW以上","B",65,345,22.425000000000001,19.899999999999999,19.899999999999999,1,3,5.5,6,6,6,"",4.8,6,"",5,5,4.8,6,"",5,5,4.8,5,5,5,"","","","","","","","","","","",12]
["OCH66B","10kW以上","B",66,345,22.77,19.899999999999999,19.899999999999999,1,3,5.5,6,6,6,"",4.8,6,"",5,5,4.8,6,"",5,5,4.8,6,"",5,5,"","","","","","","","","","",12]
["OCH67B","10kW以上","B",67,345,23.114999999999998,19.899999999999999,19.899999999999999,1,3,5.5,5,5,5,4,4.8,6,"",5,5,4.8,6,"",5,5,4.8,6,"",5,5,"","","","","","","","","","",13]
["OCH68B","10kW以上","B",68,345,23.46,19.899999999999999,19.899999999999999,1,3,5.5,5,5,5,4,4.8,6,6,5,"",4.8,6,"",5,5,4.8,6,"",5,5,"","","","","","","","","","",13]
["OCH69B","10kW以上","B",69,345,23.805,19.899999999999999,19.899999999999999,1,3,5.5,5,5,5,4,4.8,6,6,5,"",4.8,6,6,5,"",4.8,6,"",5,5,"","","","","","","","","","",13]
["OCH70B","10kW以上","B",70,345,24.15,19.899999999999999,19.899999999999999,1,3,5.5,5,5,5,4,4.8,6,6,5,"",4.8,6,6,5,"",4.8,6,6,5,"","","","","","","","","","","",13]
["OCH71B","10kW以上","B",71,345,24.495000000000001,20.6,20.6,2,2,5.5,5,5,5,4,5.5,5,5,5,4,4.8,6,6,5,"",4.8,6,"",5,5,"","","","","","","","","","",14]
["OCH72B","10kW以上","B",72,345,24.84,20.6,20.6,2,2,5.5,5,5,5,4,5.5,5,5,5,4,4.8,6,6,5,"",4.8,6,6,5,"","","","","","","","","","","",14]
["OCH73B","10kW以上","B",73,345,25.184999999999999,21.3,21.3,3,1,5.5,5,5,5,4,5.5,5,5,5,4,5.5,5,5,5,4,4.8,6,"",5,5,"","","","","","","","","","",15]
["OCH74B","10kW以上","B",74,345,25.53,21.3,21.3,3,1,5.5,5,5,5,4,5.5,5,5,5,4,5.5,5,5,5,4,4.8,6,6,5,"","","","","","","","","","","",15]
["OCH75B","10kW以上","B",75,345,25.875,22,22,4,"",5.5,5,5,5,4,5.5,5,5,5,4,5.5,5,5,5,4,5.5,6,6,6,"","","","","","","","","","","",15]
["OCH76B","10kW以上","B",76,345,26.22,22,22,4,"",5.5,5,5,5,4,5.5,5,5,5,4,5.5,5,5,5,4,5.5,5,5,5,4,"","","","","","","","","","",16]
["OCH80B","10kW以上","B",80,345,27.6,25.4,25.4,2,3,5.5,6,6,6,"",5.5,6,6,5,"",4.8,5,5,5,"",4.8,5,5,5,"",4.8,5,5,5,"","","","","","",15]
["OCH81B","10kW以上","B",81,345,27.945,25.4,25.4,2,3,5.5,6,6,6,"",5.5,6,6,6,"",4.8,5,5,5,"",4.8,5,5,5,"",4.8,5,5,5,"","","","","","",15]
["OCH82B","10kW以上","B",82,345,28.29,25.4,25.4,2,3,5.5,6,6,6,"",5.5,6,6,6,"",4.8,6,"",5,5,4.8,5,5,5,"",4.8,5,5,5,"","","","","","",15]
["OCH83B","10kW以上","B",83,345,28.635000000000002,25.4,25.4,2,3,5.5,6,6,6,"",5.5,6,6,6,"",4.8,6,"",5,5,4.8,6,"",5,5,4.8,5,5,5,"","","","","","",15]
["OCH84B","10kW以上","B",84,345,28.98,25.4,25.4,2,3,5.5,6,6,6,"",5.5,6,6,6,"",4.8,6,"",5,5,4.8,6,"",5,5,4.8,6,"",5,5,"","","","","",15]
["OCH85B","10kW以上","B",85,345,29.324999999999999,25.4,25.4,2,3,5.5,5,5,5,4,5.5,6,6,6,"",4.8,6,"",5,5,4.8,6,"",5,5,4.8,6,"",5,5,"","","","","",16]
["OCH86B","10kW以上","B",86,345,29.67,25.4,25.4,2,3,5.5,5,5,5,4,5.5,5,5,5,4,4.8,6,"",5,5,4.8,6,"",5,5,4.8,6,"",5,5,"","","","","",17]
["OCH87B","10kW以上","B",87,345,30.015000000000001,25.4,25.4,2,3,5.5,5,5,5,4,5.5,5,5,5,4,4.8,6,6,5,"",4.8,6,"",5,5,4.8,6,"",5,5,"","","","","",17]
["OCH88B","10kW以上","B",88,345,30.36,25.4,25.4,2,3,5.5,5,5,5,4,5.5,5,5,5,4,4.8,6,6,5,"",4.8,6,6,5,"",4.8,6,"",5,5,"","","","","",17]
["OCH89B","10kW以上","B",89,345,30.704999999999998,25.4,25.4,2,3,5.5,5,5,5,4,5.5,5,5,5,4,4.8,6,6,5,"",4.8,6,6,5,"",4.8,6,6,5,"","","","","","",17]
["OCH90B","10kW以上","B",90,345,31.05,26.1,26.1,3,2,5.5,5,5,5,4,5.5,5,5,5,4,5.5,5,5,5,4,4.8,6,6,5,"",4.8,6,"",5,5,"","","","","",18]
["OCH92B","10kW以上","B",92,345,31.74,26.8,26.8,4,1,5.5,5,5,5,4,5.5,5,5,5,4,5.5,5,5,5,4,5.5,5,5,5,4,4.8,6,"",5,5,"","","","","",19]
["OCH93B","10kW以上","B",93,345,32.085000000000001,26.8,26.8,4,1,5.5,5,5,5,4,5.5,5,5,5,4,5.5,5,5,5,4,5.5,5,5,5,4,4.8,6,6,5,"","","","","","",19]
["OCH95B","10kW以上","B",95,345,32.774999999999999,27.5,27.5,5,"",5.5,5,5,5,4,5.5,5,5,5,4,5.5,5,5,5,4,5.5,5,5,5,4,5.5,5,5,5,4,"","","","","",20]
["OCH97B","10kW以上","B",97,345,33.465000000000003,30.9,30.9,3,3,5.5,6,6,6,"",5.5,6,6,5,"",5.5,6,6,5,"",4.8,5,5,5,"",4.8,5,5,5,"",4.8,5,5,5,"",18]
["OCH98B","10kW以上","B",98,345,33.81,30.9,30.9,3,3,5.5,6,6,6,"",5.5,6,6,6,"",5.5,6,6,5,"",4.8,5,5,5,"",4.8,5,5,5,"",4.8,5,5,5,"",18]
["OCH99B","10kW以上","B",99,345,34.155000000000001,30.9,30.9,3,3,5.5,6,6,6,"",5.5,6,6,6,"",5.5,6,6,6,"",4.8,5,5,5,"",4.8,5,5,5,"",4.8,5,5,5,"",18]
["OCH101B","10kW以上","B",101,345,34.844999999999999,30.9,30.9,3,3,5.5,6,6,6,"",5.5,6,6,6,"",5.5,6,6,6,"",4.8,6,"",5,5,4.8,6,"",5,5,4.8,5,5,5,"",18]
["OCH102B","10kW以上","B",102,345,35.19,30.9,30.9,3,3,5.5,6,6,6,"",5.5,6,6,6,"",5.5,6,6,6,"",4.8,6,"",5,5,4.8,6,"",5,5,4.8,6,"",5,5,18]
["OCH104B","10kW以上","B",104,345,35.880000000000003,30.9,30.9,3,3,5.5,5,5,5,4,5.5,5,5,5,4,5.5,6,6,6,"",4.8,6,"",5,5,4.8,6,"",5,5,4.8,6,"",5,5,20]
["OCH105B","10kW以上","B",105,345,36.225000000000001,30.9,30.9,3,3,5.5,5,5,5,4,5.5,5,5,5,4,5.5,5,5,5,4,4.8,6,"",5,5,4.8,6,"",5,5,4.8,6,"",5,5,21]
["OCH106B","10kW以上","B",106,345,36.57,30.9,30.9,3,3,5.5,5,5,5,4,5.5,5,5,5,4,5.5,5,5,5,4,4.8,6,6,5,"",4.8,6,"",5,5,4.8,6,"",5,5,21]
["OCH107B","10kW以上","B",107,345,36.914999999999999,30.9,30.9,3,3,5.5,5,5,5,4,5.5,5,5,5,4,5.5,5,5,5,4,4.8,6,6,5,"",4.8,6,6,5,"",4.8,6,"",5,5,21]
["OCH109B","10kW以上","B",109,345,37.604999999999997,31.6,31.6,4,2,5.5,5,5,5,4,5.5,5,5,5,4,5.5,5,5,5,4,5.5,5,5,5,4,4.8,6,6,5,"",4.8,6,"",5,5,22]
["OCH110B","10kW以上","B",110,345,37.950000000000003,31.6,31.6,4,2,5.5,5,5,5,4,5.5,5,5,5,4,5.5,5,5,5,4,5.5,5,5,5,4,4.8,6,6,5,"",4.8,6,6,5,"",22]
["OCH112B","10kW以上","B",112,345,38.64,32.299999999999997,32.299999999999997,5,1,5.5,5,5,5,4,5.5,5,5,5,4,5.5,5,5,5,4,5.5,5,5,5,4,5.5,5,5,5,4,4.8,6,6,5,"",23]
["OCH113B","10kW以上","B",113,345,38.984999999999999,33,33,6,"",5.5,5,5,5,4,5.5,5,5,5,4,5.5,5,5,5,4,5.5,5,5,5,4,5.5,5,5,5,4,5.5,6,6,6,"",23]
["OCH114B","10kW以上","B",114,345,39.33,33,33,6,"",5.5,5,5,5,4,5.5,5,5,5,4,5.5,5,5,5,4,5.5,5,5,5,4,5.5,5,5,5,4,5.5,5,5,5,4,24]
["OCL18A","10kW未満","A",18,345,6.21,4.8,4.8,"",1,4.8,6,6,6,"","","","","","","","","","","","","","","","","","","","","","","","","","",3]
["OCL20A","10kW未満","A",20,345,6.9,4.8,4.8,"",1,4.8,5,5,5,5,"","","","","","","","","","","","","","","","","","","","","","","","","",4]
["OCL21A","10kW未満","A",21,345,7.2450000000000001,5.5,5.5,1,"",5.5,6,5,5,5,"","","","","","","","","","","","","","","","","","","","","","","","","",4]
["OCL35A","10kW未満","A",35,345,12.074999999999999,9.6,9.6,"",2,4.8,6,6,6,"",4.8,6,6,5,"","","","","","","","","","","","","","","","","","","","","",6]
["OCL36A","10kW未満","A",36,345,12.42,9.6,9.6,"",2,4.8,6,6,6,"",4.8,6,6,6,"","","","","","","","","","","","","","","","","","","","","",6]
["OCL37A","10kW未満","A",37,345,12.765000000000001,9.6,9.6,"",2,4.8,5,5,5,4,4.8,6,6,6,"","","","","","","","","","","","","","","","","","","","","",7]
["OCL38A","10kW未満","A",38,345,13.11,9.6,9.6,"",2,4.8,5,5,5,4,4.8,5,5,5,4,"","","","","","","","","","","","","","","","","","","","",8]
["OCL40A","10kW未満","A",40,345,13.8,9.6,9.6,"",2,4.8,5,5,5,5,4.8,5,5,5,5,"","","","","","","","","","","","","","","","","","","","",8]
["OCH37A","10kW以上","A",37,345,12.765000000000001,10.3,10.3,1,1,5.5,5,5,5,5,4.8,6,6,5,null,"","","","","","","","","","","","","","","","","","","","",7]
["OCH39A","10kW以上","A",39,345,13.455,10.3,10.3,1,1,5.5,6,5,5,5,4.8,6,6,6,null,"","","","","","","","","","","","","","","","","","","","",7]
["OCH40A","10kW以上","A",40,345,13.8,10.3,10.3,1,1,5.5,6,5,5,5,4.8,5,5,5,4,"","","","","","","","","","","","","","","","","","","","",8]
["OCH41A","10kW以上","A",41,345,14.145,10.3,10.3,1,1,5.5,6,6,5,5,4.8,5,5,5,4,"","","","","","","","","","","","","","","","","","","","",8]
["OCH42A","10kW以上","A",42,345,14.49,10.3,10.3,1,1,5.5,6,6,5,5,4.8,5,5,5,5,"","","","","","","","","","","","","","","","","","","","",8]
["OCH44A","10kW以上","A",44,345,15.18,11,11,2,"",5.5,6,6,5,5,5.5,6,6,5,5,"","","","","","","","","","","","","","","","","","","","",8]
["OCH52A","10kW以上","A",52,345,17.940000000000001,14.399999999999999,14.4,"",3,4.8,6,6,6,"",4.8,6,6,5,"",4.8,6,6,5,"","","","","","","","","","","","","","","","",9]
["OCH54A","10kW以上","A",54,345,18.63,14.399999999999999,14.4,"",3,4.8,6,6,6,"",4.8,6,6,6,"",4.8,6,6,6,"","","","","","","","","","","","","","","","",9]
["OCH55A","10kW以上","A",55,345,18.975000000000001,14.399999999999999,14.4,"",3,4.8,5,5,5,4,4.8,6,6,6,"",4.8,6,6,6,"","","","","","","","","","","","","","","","",10]
["OCH56A","10kW以上","A",56,345,19.32,14.399999999999999,14.4,"",3,4.8,5,5,5,4,4.8,5,5,5,4,4.8,6,6,6,"","","","","","","","","","","","","","","","",11]
["OCH57A","10kW以上","A",57,345,19.664999999999999,14.399999999999999,14.4,"",3,4.8,5,5,5,4,4.8,5,5,5,4,4.8,5,5,5,4,"","","","","","","","","","","","","","","",12]
["OCH59A","10kW以上","A",59,345,20.355,14.399999999999999,14.4,"",3,4.8,5,5,5,5,4.8,5,5,5,5,4.8,5,5,5,4,"","","","","","","","","","","","","","","",12]
["OCH60A","10kW以上","A",60,345,20.7,14.399999999999999,14.4,"",3,4.8,5,5,5,5,4.8,5,5,5,5,4.8,5,5,5,5,"","","","","","","","","","","","","","","",12]
["OCH62A","10kW以上","A",62,345,21.39,15.1,15.1,1,2,5.5,6,6,5,5,4.8,5,5,5,5,4.8,5,5,5,5,"","","","","","","","","","","","","","","",12]
["OCH63A","10kW以上","A",63,345,21.734999999999999,15.8,15.8,2,1,5.5,6,6,5,5,5.5,6,6,5,5,4.8,5,5,5,4,"","","","","","","","","","","","","","","",12]
["OCH64A","10kW以上","A",64,345,22.08,15.8,15.8,2,1,5.5,6,6,5,5,5.5,6,6,5,5,4.8,5,5,5,5,"","","","","","","","","","","","","","","",12]
["OCH65A","10kW以上","A",65,345,22.425000000000001,16.5,16.5,3,"",5.5,6,6,5,5,5.5,6,6,5,5,5.5,6,5,5,5,"","","","","","","","","","","","","","","",12]
["OCH71A","10kW以上","A",71,345,24.495000000000001,19.899999999999999,19.899999999999999,1,3,5.5,5,5,5,5,4.8,6,6,5,"",4.8,6,6,5,"",4.8,6,6,5,"","","","","","","","","","","",13]
["OCH72A","10kW以上","A",72,345,24.84,19.899999999999999,19.899999999999999,1,3,5.5,5,5,5,5,4.8,6,6,6,"",4.8,6,6,5,"",4.8,6,6,5,"","","","","","","","","","","",13]
["OCH74A","10kW以上","A",74,345,25.53,19.899999999999999,19.899999999999999,1,3,5.5,5,5,5,5,4.8,6,6,6,"",4.8,6,6,6,"",4.8,6,6,6,"","","","","","","","","","","",13]
["OCH75A","10kW以上","A",75,345,25.875,19.899999999999999,19.899999999999999,1,3,5.5,6,5,5,5,4.8,6,6,6,"",4.8,6,6,6,"",4.8,6,6,6,"","","","","","","","","","","",13]
["OCH76A","10kW以上","A",76,345,26.22,19.899999999999999,19.899999999999999,1,3,5.5,6,5,5,5,4.8,5,5,5,4,4.8,6,6,6,"",4.8,6,6,6,"","","","","","","","","","","",14]
["OCH77A","10kW以上","A",77,345,26.565000000000001,19.899999999999999,19.899999999999999,1,3,5.5,6,5,5,5,4.8,5,5,5,4,4.8,5,5,5,4,4.8,6,6,6,"","","","","","","","","","","",15]
["OCH79A","10kW以上","A",79,345,27.254999999999999,19.899999999999999,19.899999999999999,1,3,5.5,6,6,5,5,4.8,5,5,5,4,4.8,5,5,5,4,4.8,5,5,5,4,"","","","","","","","","","",16]
["OCH80A","10kW以上","A",80,345,27.6,19.899999999999999,19.899999999999999,1,3,5.5,6,6,5,5,4.8,5,5,5,5,4.8,5,5,5,4,4.8,5,5,5,4,"","","","","","","","","","",16]
["OCH82A","10kW以上","A",82,345,28.29,19.899999999999999,19.899999999999999,1,3,5.5,6,6,5,5,4.8,5,5,5,5,4.8,5,5,5,5,4.8,5,5,5,5,"","","","","","","","","","",16]
["OCH83A","10kW以上","A",83,345,28.635000000000002,20.6,20.6,2,2,5.5,6,6,5,5,5.5,6,6,5,5,4.8,5,5,5,5,4.8,5,5,5,4,"","","","","","","","","","",16]
["OCH84A","10kW以上","A",84,345,28.98,20.6,20.6,2,2,5.5,6,6,5,5,5.5,6,6,5,5,4.8,5,5,5,5,4.8,5,5,5,5,"","","","","","","","","","",16]
["OCH85A","10kW以上","A",85,345,29.324999999999999,21.3,21.3,3,1,5.5,6,6,5,5,5.5,6,6,5,5,5.5,6,6,5,5,4.8,5,5,5,4,"","","","","","","","","","",16]
["OCH87A","10kW以上","A",87,345,30.015000000000001,22,22,4,"",5.5,6,6,5,5,5.5,6,6,5,5,5.5,6,6,5,5,5.5,6,5,5,5,"","","","","","","","","","",16]
["OCH88A","10kW以上","A",88,345,30.36,22,22,4,"",5.5,6,6,5,5,5.5,6,6,5,5,5.5,6,6,5,5,5.5,6,6,5,5,"","","","","","","","","","",16]
["OCH91A","10kW以上","A",91,345,31.395,25.4,25.4,2,3,5.5,5,5,5,5,5.5,5,5,5,5,4.8,6,6,5,"",4.8,6,6,5,"",4.8,6,6,5,"","","","","","",17]
["OCH92A","10kW以上","A",92,345,31.74,25.4,25.4,2,3,5.5,5,5,5,5,5.5,5,5,5,5,4.8,6,6,6,"",4.8,6,6,5,"",4.8,6,6,5,"","","","","","",17]
["OCH93A","10kW以上","A",93,345,32.085000000000001,25.4,25.4,2,3,5.5,5,5,5,5,5.5,5,5,5,5,4.8,6,6,6,"",4.8,6,6,6,"",4.8,6,6,5,"","","","","","",17]
["OCH94A","10kW以上","A",94,345,32.43,25.4,25.4,2,3,5.5,5,5,5,5,5.5,5,5,5,5,4.8,6,6,6,"",4.8,6,6,6,"",4.8,6,6,6,"","","","","","",17]
["OCH96A","10kW以上","A",96,345,33.119999999999997,25.4,25.4,2,3,5.5,6,5,5,5,5.5,6,5,5,5,4.8,6,6,6,"",4.8,6,6,6,"",4.8,6,6,6,"","","","","","",17]
["OCH97A","10kW以上","A",97,345,33.465000000000003,25.4,25.4,2,3,5.5,6,5,5,5,5.5,6,5,5,5,4.8,5,5,5,4,4.8,6,6,6,"",4.8,6,6,6,"","","","","","",18]
["OCH99A","10kW以上","A",99,345,34.155000000000001,25.4,25.4,2,3,5.5,6,5,5,5,5.5,6,5,5,5,4.8,5,5,5,4,4.8,5,5,5,4,4.8,5,5,5,4,"","","","","",20]
["OCH100A","10kW以上","A",100,345,34.5,25.4,25.4,2,3,5.5,6,6,5,5,5.5,6,5,5,5,4.8,5,5,5,4,4.8,5,5,5,4,4.8,5,5,5,4,"","","","","",20]
["OCH101A","10kW以上","A",101,345,34.844999999999999,25.4,25.4,2,3,5.5,6,6,5,5,5.5,6,6,5,5,4.8,5,5,5,4,4.8,5,5,5,4,4.8,5,5,5,4,"","","","","",20]
["OCH102A","10kW以上","A",102,345,35.19,25.4,25.4,2,3,5.5,6,6,5,5,5.5,6,6,5,5,4.8,5,5,5,5,4.8,5,5,5,4,4.8,5,5,5,4,"","","","","",20]
["OCH104A","10kW以上","A",104,345,35.880000000000003,25.4,25.4,2,3,5.5,6,6,5,5,5.5,6,6,5,5,4.8,5,5,5,5,4.8,5,5,5,5,4.8,5,5,5,5,"","","","","",20]
["OCH105A","10kW以上","A",105,345,36.225000000000001,26.1,26.1,3,2,5.5,6,6,5,5,5.5,6,6,5,5,5.5,6,6,5,5,4.8,5,5,5,5,4.8,5,5,5,4,"","","","","",20]
["OCH107A","10kW以上","A",107,345,36.914999999999999,26.8,26.8,4,1,5.5,6,6,5,5,5.5,6,6,5,5,5.5,6,6,5,5,5.5,6,6,5,5,4.8,5,5,5,4,"","","","","",20]
["OCH108A","10kW以上","A",108,345,37.26,26.8,26.8,4,1,5.5,6,6,5,5,5.5,6,6,5,5,5.5,6,6,5,5,5.5,6,6,5,5,4.8,5,5,5,5,"","","","","",20]
["OCH109A","10kW以上","A",109,345,37.604999999999997,27.5,27.5,5,"",5.5,6,6,5,5,5.5,6,6,5,5,5.5,6,6,5,5,5.5,6,6,5,5,5.5,6,5,5,5,"","","","","",20]
["OCH110A","10kW以上","A",110,345,37.950000000000003,27.5,27.5,5,"",5.5,6,6,5,5,5.5,6,6,5,5,5.5,6,6,5,5,5.5,6,6,5,5,5.5,6,6,5,5,"","","","","",20]
["OCH112A","10kW以上","A",112,345,38.64,30.9,30.9,3,3,5.5,5,5,5,5,5.5,5,5,5,5,5.5,5,5,5,5,4.8,6,6,6,"",4.8,6,6,5,"",4.8,6,6,5,"",21]
["OCH113A","10kW以上","A",113,345,38.984999999999999,30.9,30.9,3,3,5.5,5,5,5,5,5.5,5,5,5,5,5.5,5,5,5,5,4.8,6,6,6,"",4.8,6,6,6,"",4.8,6,6,5,"",21]
["OCH115A","10kW以上","A",115,345,39.674999999999997,30.9,30.9,3,3,5.5,6,5,5,5,5.5,5,5,5,5,5.5,5,5,5,5,4.8,6,6,6,"",4.8,6,6,6,"",4.8,6,6,6,"",21]
["OCH116A","10kW以上","A",116,345,40.020000000000003,30.9,30.9,3,3,5.5,6,5,5,5,5.5,6,5,5,5,5.5,5,5,5,5,4.8,6,6,6,"",4.8,6,6,6,"",4.8,6,6,6,"",21]
["OCH117A","10kW以上","A",117,345,40.365000000000002,30.9,30.9,3,3,5.5,6,5,5,5,5.5,6,5,5,5,5.5,6,5,5,5,4.8,6,6,6,"",4.8,6,6,6,"",4.8,6,6,6,"",21]
["OCH118A","10kW以上","A",118,345,40.71,30.9,30.9,3,3,5.5,6,5,5,5,5.5,6,5,5,5,5.5,6,5,5,5,4.8,5,5,5,4,4.8,6,6,6,"",4.8,6,6,6,"",22]
["OCH120A","10kW以上","A",120,345,41.4,30.9,30.9,3,3,5.5,6,5,5,5,5.5,6,5,5,5,5.5,6,5,5,5,4.8,5,5,5,4,4.8,5,5,5,4,4.8,5,5,5,4,24]
["ODL12E","10kW未満","E",12,285,3.42,4.8,3.4,"",1,4.8,6,"",6,"","","","","","","","","","","","","","","","","","","","","","","","","","",2]
["ODL14E","10kW未満","E",14,285,3.99,4.8,3.9,"",1,4.8,7,"",7,"","","","","","","","","","","","","","","","","","","","","","","","","","",2]
["ODL15E","10kW未満","E",15,285,4.2750000000000004,5.5,4.2,1,"",5.5,8,"",7,"","","","","","","","","","","","","","","","","","","","","","","","","","",2]
["ODL16E","10kW未満","E",16,285,4.5599999999999996,5.5,4.5,1,"",5.5,8,"",8,"","","","","","","","","","","","","","","","","","","","","","","","","","",2]
["ODL24E","10kW未満","E",24,285,6.84,9.6,6.8,"",2,4.8,6,"",6,"",4.8,6,"",6,"","","","","","","","","","","","","","","","","","","","","",4]
["ODL26E","10kW未満","E",26,285,7.41,9.6,7.4,"",2,4.8,7,"",6,"",4.8,7,"",6,"","","","","","","","","","","","","","","","","","","","","",4]
["ODL27E","10kW未満","E",27,285,7.6950000000000003,9.6,7.6,"",2,4.8,7,"",7,"",4.8,7,"",6,"","","","","","","","","","","","","","","","","","","","","",4]
["ODL29E","10kW未満","E",29,285,8.2650000000000006,10.3,8.1999999999999993,1,1,5.5,8,"",7,"",4.8,7,"",7,"","","","","","","","","","","","","","","","","","","","","",4]
["ODL30E","10kW未満","E",30,285,8.5500000000000007,10.3,8.5,1,1,5.5,8,"",8,"",4.8,7,"",7,"","","","","","","","","","","","","","","","","","","","","",4]
["ODL31E","10kW未満","E",31,285,8.8350000000000009,11,8.8000000000000007,2,"",5.5,8,"",8,"",5.5,8,"",7,"","","","","","","","","","","","","","","","","","","","","",4]
["ODL32E","10kW未満","E",32,285,9.1199999999999992,11,9.1,2,"",5.5,8,"",8,"",5.5,8,"",8,"","","","","","","","","","","","","","","","","","","","","",4]
["ODH37E","10kW以上","E",37,285,10.545,14.399999999999999,10.5,"",3,4.8,7,"",6,"",4.8,6,"",6,"",4.8,6,"",6,"",null,null,null,null,null,null,null,null,null,null,null,null,null,null,null,6]
["ODH38E","10kW以上","E",38,285,10.83,14.399999999999999,10.8,"",3,4.8,7,"",6,"",4.8,7,"",6,"",4.8,6,"",6,"",null,null,null,null,null,null,null,null,null,null,null,null,null,null,null,6]
["ODH40E","10kW以上","E",40,285,11.4,14.399999999999999,11.4,"",3,4.8,7,"",7,"",4.8,7,"",6,"",4.8,7,"",6,"",null,null,null,null,null,null,null,null,null,null,null,null,null,null,null,6]
["ODH41E","10kW以上","E",41,285,11.685,14.399999999999999,11.6,"",3,4.8,7,"",7,"",4.8,7,"",7,"",4.8,7,"",6,"",null,null,null,null,null,null,null,null,null,null,null,null,null,null,null,6]
["ODH42E","10kW以上","E",42,285,11.97,14.399999999999999,11.9,"",3,4.8,7,"",7,"",4.8,7,"",7,"",4.8,7,"",7,"",null,null,null,null,null,null,null,null,null,null,null,null,null,null,null,6]
["ODH43E","10kW以上","E",43,285,12.255000000000001,15.1,12.2,1,2,5.5,8,"",7,"",4.8,7,"",7,"",4.8,7,"",7,null,null,null,null,null,null,null,null,null,null,null,null,null,null,null,null,6]
["ODH45E","10kW以上","E",45,285,12.824999999999999,15.8,12.8,2,1,5.5,8,"",8,"",5.5,8,"",7,"",4.8,7,"",7,"",null,null,null,null,null,null,null,null,null,null,null,null,null,null,null,6]
["ODH46E","10kW以上","E",46,285,13.11,15.8,13.1,2,1,5.5,8,"",8,"",5.5,8,"",8,"",4.8,7,"",7,"",null,null,null,null,null,null,null,null,null,null,null,null,null,null,null,6]
["ODH48E","10kW以上","E",48,285,13.68,16.5,13.6,3,"",5.5,8,"",8,"",5.5,8,"",8,"",5.5,8,"",8,"",null,null,null,null,null,null,null,null,null,null,null,null,null,null,null,6]
["ODH49E","10kW以上","E",49,285,13.965,19.899999999999999,13.9,1,3,5.5,7,"",6,"",4.8,6,"",6,"",4.8,6,"",6,"",4.8,6,"",6,"",null,null,null,null,null,null,null,null,null,null,8]
["ODH50E","10kW以上","E",50,285,14.25,19.899999999999999,14.2,1,3,5.5,7,"",7,"",4.8,6,"",6,"",4.8,6,"",6,"",4.8,6,"",6,"",null,null,null,null,null,null,null,null,null,null,8]
["ODH51E","10kW以上","E",51,285,14.535,19.899999999999999,14.5,1,3,5.5,7,"",7,"",4.8,7,"",6,"",4.8,6,"",6,"",4.8,6,"",6,"",null,null,null,null,null,null,null,null,null,null,8]
["ODH53E","10kW以上","E",53,285,15.105,19.899999999999999,15.1,1,3,5.5,7,"",7,"",4.8,7,"",6,"",4.8,7,"",6,"",4.8,7,"",6,"",null,null,null,null,null,null,null,null,null,null,8]
["ODH54E","10kW以上","E",54,285,15.39,19.899999999999999,15.3,1,3,5.5,8,"",7,"",4.8,7,"",6,"",4.8,7,"",6,"",4.8,7,"",6,"",null,null,null,null,null,null,null,null,null,null,8]
["ODH56E","10kW以上","E",56,285,15.96,19.899999999999999,15.9,1,3,5.5,8,"",7,"",4.8,7,"",7,"",4.8,7,"",7,"",4.8,7,"",6,"",null,null,null,null,null,null,null,null,null,null,8]
["ODH57E","10kW以上","E",57,285,16.245000000000001,19.899999999999999,16.2,1,3,5.5,8,"",7,"",4.8,7,"",7,"",4.8,7,"",7,"",4.8,7,"",7,"",null,null,null,null,null,null,null,null,null,null,8]
["ODH58E","10kW以上","E",58,285,16.53,19.899999999999999,16.5,1,3,5.5,8,"",8,"",4.8,7,"",7,"",4.8,7,"",7,"",4.8,7,"",7,"",null,null,null,null,null,null,null,null,null,null,8]
["ODH59E","10kW以上","E",59,285,16.815000000000001,20.6,16.8,2,2,5.5,8,"",8,"",5.5,8,"",7,"",4.8,7,"",7,"",4.8,7,"",7,null,null,null,null,null,null,null,null,null,null,null,8]
["ODH61E","10kW以上","E",61,285,17.385000000000002,21.3,17.3,3,1,5.5,8,"",8,"",5.5,8,"",8,"",5.5,8,"",7,"",4.8,7,"",7,null,null,null,null,null,null,null,null,null,null,null,8]
["ODH62E","10kW以上","E",62,285,17.670000000000002,21.3,17.600000000000001,3,1,5.5,8,"",8,"",5.5,8,"",8,"",5.5,8,"",8,"",4.8,7,"",7,null,null,null,null,null,null,null,null,null,null,null,8]
["ODH64E","10kW以上","E",64,285,18.239999999999998,22,18.2,4,"",5.5,8,"",8,"",5.5,8,"",8,"",5.5,8,"",8,"",5.5,8,"",8,"",null,null,null,null,null,null,null,null,null,null,8]
["ODH65E","10kW以上","E",65,285,18.524999999999999,25.4,18.5,2,3,5.5,7,"",7,"",5.5,7,"",7,"",4.8,7,"",6,"",4.8,6,"",6,"",4.8,6,"",6,"",null,null,null,null,null,10]
["ODH66E","10kW以上","E",66,285,18.809999999999999,25.4,18.8,2,3,5.5,7,"",7,"",5.5,7,"",7,"",4.8,7,"",6,"",4.8,7,"",6,"",4.8,6,"",6,"",null,null,null,null,null,10]
["ODH67E","10kW以上","E",67,285,19.094999999999999,25.4,19,2,3,5.5,7,"",7,"",5.5,7,"",7,"",4.8,7,"",6,"",4.8,7,"",6,"",4.8,7,"",6,"",null,null,null,null,null,10]
["ODH69E","10kW以上","E",69,285,19.664999999999999,25.4,19.600000000000001,2,3,5.5,8,"",7,"",5.5,8,"",7,"",4.8,7,"",6,"",4.8,7,"",6,"",4.8,7,"",6,"",null,null,null,null,null,10]
["ODH70E","10kW以上","E",70,285,19.95,25.4,19.899999999999999,2,3,5.5,8,"",7,"",5.5,8,"",7,"",4.8,7,"",7,"",4.8,7,"",6,"",4.8,7,"",6,"",null,null,null,null,null,10]
["ODH72E","10kW以上","E",72,285,20.52,25.4,20.5,2,3,5.5,8,"",7,"",5.5,8,"",7,"",4.8,7,"",7,"",4.8,7,"",7,"",4.8,7,"",7,"",null,null,null,null,null,10]
["ODH73E","10kW以上","E",73,285,20.805,25.4,20.8,2,3,5.5,8,"",8,"",5.5,8,"",7,"",4.8,7,"",7,"",4.8,7,"",7,"",4.8,7,"",7,"",null,null,null,null,null,10]
["ODH74E","10kW以上","E",74,285,21.09,25.4,21,2,3,5.5,8,"",8,"",5.5,8,"",8,"",4.8,7,"",7,"",4.8,7,"",7,"",4.8,7,"",7,"",null,null,null,null,null,10]
["ODH75E","10kW以上","E",75,285,21.375,26.1,21.3,3,2,5.5,8,"",8,"",5.5,8,"",8,"",5.5,8,"",7,"",4.8,7,"",7,"",4.8,7,"",7,"",null,null,null,null,null,10]
["ODH77E","10kW以上","E",77,285,21.945,26.8,21.9,4,1,5.5,8,"",8,"",5.5,8,"",8,"",5.5,8,"",8,"",5.5,8,"",7,"",4.8,7,"",7,"",null,null,null,null,null,10]
["ODH78E","10kW以上","E",78,285,22.23,26.8,22.2,4,1,5.5,8,"",8,"",5.5,8,"",8,"",5.5,8,"",8,"",5.5,8,"",8,"",4.8,7,"",7,"",null,null,null,null,null,10]
["ODH80E","10kW以上","E",80,285,22.8,27.5,22.8,5,"",5.5,8,"",8,"",5.5,8,"",8,"",5.5,8,"",8,"",5.5,8,"",8,"",5.5,8,"",8,"",null,null,null,null,null,10]
["ODH81E","10kW以上","E",81,285,23.085000000000001,30.9,23,3,3,5.5,7,"",7,"",5.5,7,"",7,"",5.5,7,"",7,"",4.8,7,"",6,"",4.8,7,"",6,"",4.8,7,"",6,"",12]
["ODH82E","10kW以上","E",82,285,23.37,30.9,23.3,3,3,5.5,8,"",7,"",5.5,7,"",7,"",5.5,7,"",7,"",4.8,7,"",6,"",4.8,7,"",6,"",4.8,7,"",6,"",12]
["ODH83E","10kW以上","E",83,285,23.655000000000001,30.9,23.6,3,3,5.5,8,"",7,"",5.5,8,"",7,"",5.5,7,"",7,"",4.8,7,"",6,"",4.8,7,"",6,"",4.8,7,"",6,"",12]
["ODH85E","10kW以上","E",85,285,24.225000000000001,30.9,24.2,3,3,5.5,8,"",7,"",5.5,8,"",7,"",5.5,8,"",7,"",4.8,7,"",7,"",4.8,7,"",6,"",4.8,7,"",6,"",12]
["ODH86E","10kW以上","E",86,285,24.51,30.9,24.5,3,3,5.5,8,"",7,"",5.5,8,"",7,"",5.5,8,"",7,"",4.8,7,"",7,"",4.8,7,"",7,"",4.8,7,"",6,"",12]
["ODH88E","10kW以上","E",88,285,25.08,30.9,25,3,3,5.5,8,"",8,"",5.5,8,"",7,"",5.5,8,"",7,"",4.8,7,"",7,"",4.8,7,"",7,"",4.8,7,"",7,"",12]
["ODH89E","10kW以上","E",89,285,25.364999999999998,30.9,25.3,3,3,5.5,8,"",8,"",5.5,8,"",8,"",5.5,8,"",7,"",4.8,7,"",7,"",4.8,7,"",7,"",4.8,7,"",7,"",12]
["ODH90E","10kW以上","E",90,285,25.65,30.9,25.6,3,3,5.5,8,"",8,"",5.5,8,"",8,"",5.5,8,"",8,"",4.8,7,"",7,"",4.8,7,"",7,"",4.8,7,"",7,"",12]
["ODH91E","10kW以上","E",91,285,25.934999999999999,31.6,25.9,4,2,5.5,8,"",8,"",5.5,8,"",8,"",5.5,8,"",8,"",5.5,8,"",7,"",4.8,7,"",7,"",4.8,7,"",7,"",12]
["ODH93E","10kW以上","E",93,285,26.504999999999999,32.299999999999997,26.5,5,1,5.5,8,"",8,"",5.5,8,"",8,"",5.5,8,"",8,"",5.5,8,"",8,"",5.5,8,"",7,"",4.8,7,"",7,"",12]
["ODH94E","10kW以上","E",94,285,26.79,32.299999999999997,26.7,5,1,5.5,8,"",8,"",5.5,8,"",8,"",5.5,8,"",8,"",5.5,8,"",8,"",5.5,8,"",8,"",4.8,7,"",7,"",12]
["ODH96E","10kW以上","E",96,285,27.36,33,27.3,6,"",5.5,8,"",8,"",5.5,8,"",8,"",5.5,8,"",8,"",5.5,8,"",8,"",5.5,8,"",8,"",5.5,8,"",8,"",12]
["ODL15D","10kW未満","D",15,285,4.2750000000000004,4.8,4.2,"",1,4.8,8,"",7,"","","","","","","","","","","","","","","","","","","","","","","","","","",2]
["ODL17D","10kW未満","D",17,285,4.8449999999999998,5.5,4.8,1,"",5.5,9,"",8,"","","","","","","","","","","","","","","","","","","","","","","","","","",2]
["ODL18D","10kW未満","D",18,285,5.13,5.5,5.0999999999999996,1,"",5.5,9,"",9,"","","","","","","","","","","","","","","","","","","","","","","","","","",2]
["ODL30D","10kW未満","D",30,285,8.5500000000000007,9.6,8.5,"",2,4.8,8,"",7,"",4.8,8,"",7,"","","","","","","","","","","","","","","","","","","","","",4]
["ODL31D","10kW未満","D",31,285,8.8350000000000009,10.3,8.8000000000000007,1,1,5.5,9,null,8,null,4.8,7,null,7,"","","","","","","","","","","","","","","","","","","","","",4]
["ODL33D","10kW未満","D",33,285,9.4049999999999994,10.3,9.4,1,1,5.5,9,null,9,null,4.8,8,"",7,"","","","","","","","","","","","","","","","","","","","","",4]
["ODL34D","10kW未満","D",34,285,9.69,11,9.6,2,"",5.5,9,null,8,null,5.5,9,null,8,null,null,null,null,null,null,"","","","","","","","","","","","","","","",4]
["ODL35D","10kW未満","D",35,285,9.9749999999999996,11,9.9,2,"",5.5,9,null,9,null,5.5,9,null,8,null,null,null,null,null,null,"","","","","","","","","","","","","","","",4]
["ODH36D","10kW以上","D",36,285,10.26,11,10.199999999999999,2,"",5.5,9,null,9,null,5.5,9,null,9,null,null,null,null,null,null,null,"","","","","","","","","","","","","","",4]
["ODH44D","10kW以上","D",44,285,12.54,14.399999999999999,12.5,"",3,4.8,8,null,7,null,4.8,8,null,7,null,4.8,7,null,7,null,null,null,null,null,null,null,null,null,null,null,null,null,null,null,null,6]
["ODH45D","10kW以上","D",45,285,12.824999999999999,14.399999999999999,12.8,"",3,4.8,8,null,7,null,4.8,8,null,7,null,4.8,8,null,7,null,null,null,null,null,null,null,null,null,null,null,null,null,null,null,null,6]
["ODH47D","10kW以上","D",47,285,13.395,15.1,13.3,1,2,5.5,9,null,8,null,4.8,8,null,7,null,4.8,8,null,7,null,null,null,null,null,null,null,null,null,null,null,null,null,null,null,null,6]
["ODH48D","10kW以上","D",48,285,13.68,15.1,13.6,1,2,5.5,9,null,9,null,4.8,8,null,7,null,4.8,8,null,7,null,null,null,null,null,null,null,null,null,null,null,null,null,null,null,null,6]
["ODH49D","10kW以上","D",49,285,13.965,15.8,13.9,2,1,5.5,9,null,8,null,5.5,9,null,8,null,4.8,8,null,7,null,null,null,null,null,null,null,null,null,null,null,null,null,null,null,null,6]
["ODH50D","10kW以上","D",50,285,14.25,15.8,14.2,2,1,5.5,9,null,9,null,5.5,9,null,8,null,4.8,8,null,7,null,null,null,null,null,null,null,null,null,null,null,null,null,null,null,null,6]
["ODH52D","10kW以上","D",52,285,14.82,16.5,14.8,3,"",5.5,9,null,9,null,5.5,9,null,8,null,5.5,9,null,8,null,null,null,null,null,null,null,null,null,null,null,null,null,null,null,null,6]
["ODH53D","10kW以上","D",53,285,15.105,16.5,15.1,3,"",5.5,9,null,9,null,5.5,9,null,9,null,5.5,9,null,8,null,null,null,null,null,null,null,null,null,null,null,null,null,null,null,null,6]
["ODH59D","10kW以上","D",59,285,16.815000000000001,19.899999999999999,16.8,1,3,5.5,9,null,8,null,4.8,7,null,7,null,4.8,7,null,7,null,4.8,7,null,7,null,null,null,null,null,null,null,null,null,null,null,8]
["ODH60D","10kW以上","D",60,285,17.100000000000001,19.899999999999999,17.100000000000001,1,3,5.5,9,null,8,null,4.8,8,null,7,null,4.8,7,null,7,null,4.8,7,null,7,null,null,null,null,null,null,null,null,null,null,null,8]
["ODH61D","10kW以上","D",61,285,17.385000000000002,19.899999999999999,17.3,1,3,5.5,9,null,8,null,4.8,8,null,7,null,4.8,8,null,7,null,4.8,7,null,7,null,null,null,null,null,null,null,null,null,null,null,8]
["ODH62D","10kW以上","D",62,285,17.670000000000002,19.899999999999999,17.600000000000001,1,3,5.5,9,null,8,null,4.8,8,null,7,null,4.8,8,null,7,null,4.8,8,null,7,null,null,null,null,null,null,null,null,null,null,null,8]
["ODH64D","10kW以上","D",64,285,18.239999999999998,20.6,18.2,2,2,5.5,9,null,8,null,5.5,9,null,8,null,4.8,8,null,7,null,4.8,8,null,7,null,null,null,null,null,null,null,null,null,null,null,8]
["ODH65D","10kW以上","D",65,285,18.524999999999999,20.6,18.5,2,2,5.5,9,null,9,null,5.5,9,null,8,null,4.8,8,null,7,null,4.8,8,null,7,null,null,null,null,null,null,null,null,null,null,null,8]
["ODH67D","10kW以上","D",67,285,19.094999999999999,21.3,19,3,1,5.5,9,null,9,null,5.5,9,null,8,null,5.5,9,null,8,null,4.8,8,null,7,null,null,null,null,null,null,null,null,null,null,null,8]
["ODH68D","10kW以上","D",68,285,19.38,21.3,19.3,3,1,5.5,9,null,9,null,5.5,9,null,9,null,5.5,9,null,8,null,4.8,8,null,7,null,null,null,null,null,null,null,null,null,null,null,8]
["ODH69D","10kW以上","D",69,285,19.664999999999999,21.3,19.600000000000001,3,1,5.5,9,null,9,null,5.5,9,null,9,null,5.5,9,null,9,null,4.8,8,null,7,null,null,null,null,null,null,null,null,null,null,null,8]
["ODH70D","10kW以上","D",70,285,19.95,22,19.899999999999999,4,"",5.5,9,null,9,null,5.5,9,null,9,null,5.5,9,null,8,null,5.5,9,null,8,null,null,null,null,null,null,null,null,null,null,null,8]
["ODH72D","10kW以上","D",72,285,20.52,22,20.5,4,"",5.5,9,null,9,null,5.5,9,null,9,null,5.5,9,null,9,null,5.5,9,null,9,null,null,null,null,null,null,null,null,null,null,null,8]
["ODH75D","10kW以上","D",75,285,21.375,25.4,21.3,2,3,5.5,9,null,8,null,5.5,8,null,8,null,4.8,7,null,7,null,4.8,7,null,7,null,4.8,7,null,7,null,null,null,null,null,null,10]
["ODH77D","10kW以上","D",77,285,21.945,25.4,21.9,2,3,5.5,9,null,8,null,5.5,9,null,8,null,4.8,8,null,7,null,4.8,7,null,7,null,4.8,7,null,7,null,null,null,null,null,null,10]
["ODH78D","10kW以上","D",78,285,22.23,25.4,22.2,2,3,5.5,9,null,8,null,5.5,9,null,8,null,4.8,8,null,7,null,4.8,8,null,7,null,4.8,7,null,7,null,null,null,null,null,null,10]
["ODH79D","10kW以上","D",79,285,22.515000000000001,25.4,22.5,2,3,5.5,9,null,8,null,5.5,9,null,8,null,4.8,8,null,7,null,4.8,8,null,7,null,4.8,8,null,7,null,null,null,null,null,null,10]
["ODH80D","10kW以上","D",80,285,22.8,25.4,22.8,2,3,5.5,9,null,9,null,5.5,9,null,8,null,4.8,8,null,7,null,4.8,8,null,7,null,4.8,8,null,7,null,null,null,null,null,null,10]
["ODH82D","10kW以上","D",82,285,23.37,26.1,23.3,3,2,5.5,9,null,9,null,5.5,9,null,8,null,5.5,9,null,8,null,4.8,8,null,7,null,4.8,8,null,7,null,null,null,null,null,null,10]
["ODH83D","10kW以上","D",83,285,23.655000000000001,26.1,23.6,3,2,5.5,9,null,9,null,5.5,9,null,9,null,5.5,9,null,8,null,4.8,8,null,7,null,4.8,8,null,7,null,null,null,null,null,null,10]
["ODH85D","10kW以上","D",85,285,24.225000000000001,26.8,24.2,4,1,5.5,9,null,9,null,5.5,9,null,9,null,5.5,9,null,8,null,5.5,9,null,8,null,4.8,8,null,7,null,null,null,null,null,null,10]
["ODH86D","10kW以上","D",86,285,24.51,26.8,24.5,4,1,5.5,9,null,9,null,5.5,9,null,9,null,5.5,9,null,9,null,5.5,9,null,8,null,4.8,8,null,7,null,null,null,null,null,null,10]
["ODH87D","10kW以上","D",87,285,24.795000000000002,26.8,24.7,4,1,5.5,9,null,9,null,5.5,9,null,9,null,5.5,9,null,9,null,5.5,9,null,9,null,4.8,8,null,7,null,null,null,null,null,null,10]
["ODH88D","10kW以上","D",88,285,25.08,27.5,25,5,"",5.5,9,null,9,null,5.5,9,null,9,null,5.5,9,null,9,null,5.5,9,null,8,null,5.5,9,null,8,null,null,null,null,null,null,10]
["ODH90D","10kW以上","D",90,285,25.65,27.5,25.6,5,"",5.5,9,null,9,null,5.5,9,null,9,null,5.5,9,null,9,null,5.5,9,null,9,null,5.5,9,null,9,null,null,null,null,null,null,10]
["ODH91D","10kW以上","D",91,285,25.934999999999999,30.9,25.9,3,3,5.5,9,null,8,null,5.5,8,null,8,null,5.5,8,null,8,null,4.8,7,null,7,null,4.8,7,null,7,null,4.8,7,null,7,null,12]
["ODH93D","10kW以上","D",93,285,26.504999999999999,30.9,26.5,3,3,5.5,9,null,8,null,5.5,9,null,8,null,5.5,9,null,8,null,4.8,7,null,7,null,4.8,7,null,7,null,4.8,7,null,7,null,12]
["ODH94D","10kW以上","D",94,285,26.79,30.9,26.7,3,3,5.5,9,null,8,null,5.5,9,null,8,null,5.5,9,null,8,null,4.8,8,null,7,null,4.8,7,null,7,null,4.8,7,null,7,null,12]
["ODH95D","10kW以上","D",95,285,27.074999999999999,30.9,27,3,3,5.5,9,null,8,null,5.5,9,null,8,null,5.5,9,null,8,null,4.8,8,null,7,null,4.8,8,null,7,null,4.8,7,null,7,null,12]
["ODH96D","10kW以上","D",96,285,27.36,30.9,27.3,3,3,5.5,9,null,8,null,5.5,9,null,8,null,5.5,9,null,8,null,4.8,8,null,7,null,4.8,8,null,7,null,4.8,8,null,7,null,12]
["ODH98D","10kW以上","D",98,285,27.93,30.9,27.9,3,3,5.5,9,null,9,null,5.5,9,null,9,null,5.5,9,null,8,null,4.8,8,null,7,null,4.8,8,null,7,null,4.8,8,null,7,null,12]
["ODH99D","10kW以上","D",99,285,28.215,30.9,28.2,3,3,5.5,9,null,9,null,5.5,9,null,9,null,5.5,9,null,9,null,4.8,8,null,7,null,4.8,8,null,7,null,4.8,8,null,7,null,12]
["ODH101D","10kW以上","D",101,285,28.785,31.6,28.7,4,2,5.5,9,null,9,null,5.5,9,null,9,null,5.5,9,null,9,null,5.5,9,null,8,null,4.8,8,null,7,null,4.8,8,null,7,null,12]
["ODH102D","10kW以上","D",102,285,29.07,31.6,29,4,2,5.5,9,null,9,null,5.5,9,null,9,null,5.5,9,null,9,null,5.5,9,null,9,null,4.8,8,null,7,null,4.8,8,null,7,null,12]
["ODH103D","10kW以上","D",103,285,29.355,32.299999999999997,29.3,5,1,5.5,9,null,9,null,5.5,9,null,9,null,5.5,9,null,9,null,5.5,9,null,8,null,5.5,9,null,8,null,4.8,8,null,7,null,12]
["ODH104D","10kW以上","D",104,285,29.64,32.299999999999997,29.6,5,1,5.5,9,null,9,null,5.5,9,null,9,null,5.5,9,null,9,null,5.5,9,null,9,null,5.5,9,null,8,null,4.8,8,null,7,null,12]
["ODH106D","10kW以上","D",106,285,30.21,33,30.2,6,"",5.5,9,null,9,"",5.5,9,null,9,"",5.5,9,null,9,"",5.5,9,null,9,"",5.5,9,null,8,null,5.5,9,null,8,null,12]
["ODH107D","10kW以上","D",107,285,30.495000000000001,33,30.4,6,"",5.5,9,null,9,"",5.5,9,null,9,"",5.5,9,null,9,"",5.5,9,null,9,"",5.5,9,null,9,null,5.5,9,null,8,null,12]
["ODL16C","10kW未満","C",16,285,4.5599999999999996,4.8,4.5,"",1,4.8,8,"",8,"","","","","","","","","","","","","","","","","","","","","","","","","","",2]
["ODL17C","10kW未満","C",17,285,4.8449999999999998,4.8,4.8,"",1,4.8,9,"",8,"","","","","","","","","","","","","","","","","","","","","","","","","","",2]
["ODL18C","10kW未満","C",18,285,5.13,4.8,4.8,"",1,4.8,9,null,9,"","","","","","","","","","","","","","","","","","","","","","","","","","",2]
["ODL19C","10kW未満","C",19,285,5.415,5.5,5.4,1,"",5.5,7,null,6,6,"","","","","","","","","","","","","","","","","","","","","","","","","",3]
["ODL21C","10kW未満","C",21,285,5.9850000000000003,5.5,5.5,1,"",5.5,7,7,7,null,"","","","","","","","","","","","","","","","","","","","","","","","","",3]
["ODL31C","10kW未満","C",31,285,8.8350000000000009,9.6,8.8000000000000007,"",2,4.8,8,"",8,"",4.8,8,"",7,"","","","","","","","","","","","","","","","","","","","","",4]
["ODL33C","10kW未満","C",33,285,9.4049999999999994,9.6,9.3000000000000007,"",2,4.8,9,"",8,"",4.8,8,"",8,"","","","","","","","","","","","","","","","","","","","","",4]
["ODL34C","10kW未満","C",34,285,9.69,9.6,9.6,"",2,4.8,9,"",8,"",4.8,9,"",8,"","","","","","","","","","","","","","","","","","","","","",4]
["ODL35C","10kW未満","C",35,285,9.9749999999999996,9.6,9.6,"",2,4.8,9,"",9,"",4.8,9,"",8,"","","","","","","","","","","","","","","","","","","","","",4]
["ODL36C","10kW未満","C",36,285,10.26,9.6,9.6,"",2,4.8,9,"",9,"",4.8,9,"",9,"","","","","","","","","","","","","","","","","","","","","",4]
["ODH37C","10kW以上","C",37,285,10.545,10.3,10.3,1,1,5.5,7,7,6,null,4.8,9,null,8,"","","","","","","","","","","","","","","","","","","","","",5]
["ODH38C","10kW以上","C",38,285,10.83,10.3,10.3,1,1,5.5,7,7,6,null,4.8,9,null,9,"","","","","","","","","","","","","","","","","","","","","",5]
["ODH40C","10kW以上","C",40,285,11.4,11,11,2,"",5.5,7,7,6,null,5.5,7,7,6,null,"","","","","","","","","","","","","","","","","","","","",6]
["ODH41C","10kW以上","C",41,285,11.685,11,11,2,"",5.5,7,7,6,null,5.5,7,7,7,null,"","","","","","","","","","","","","","","","","","","","",6]
["ODH42C","10kW以上","C",42,285,11.97,11,11,2,"",5.5,7,7,7,null,5.5,7,7,7,null,"","","","","","","","","","","","","","","","","","","","",6]
["ODH46C","10kW以上","C",46,285,13.11,14.399999999999999,13.1,"",3,4.8,8,"",8,"",4.8,8,"",7,"",4.8,8,"",7,"","","","","","","","","","","","","","","","",6]
["ODH48C","10kW以上","C",48,285,13.68,14.399999999999999,13.6,"",3,4.8,8,"",8,null,4.8,8,"",8,null,4.8,8,"",8,null,null,null,null,null,null,null,null,null,null,null,null,null,null,null,null,6]
["ODH49C","10kW以上","C",49,285,13.965,14.399999999999999,13.9,"",3,4.8,9,null,8,null,4.8,8,"",8,null,4.8,8,"",8,null,null,null,null,null,null,null,null,null,null,null,null,null,null,null,null,6]
["ODH51C","10kW以上","C",51,285,14.535,14.399999999999999,14.4,"",3,4.8,9,null,8,null,4.8,9,null,8,null,4.8,9,null,8,"",null,null,null,null,null,null,null,null,null,null,null,null,null,null,null,6]
["ODH52C","10kW以上","C",52,285,14.82,14.399999999999999,14.4,"",3,4.8,9,"",9,null,4.8,9,null,8,null,4.8,9,null,8,null,null,null,null,null,null,null,null,null,null,null,null,null,null,null,null,6]
["ODH53C","10kW以上","C",53,285,15.105,14.399999999999999,14.4,"",3,4.8,9,"",9,null,4.8,9,"",9,null,4.8,9,null,8,null,null,null,null,null,null,null,null,null,null,null,null,null,null,null,null,6]
["ODH54C","10kW以上","C",54,285,15.39,14.399999999999999,14.4,"",3,4.8,9,"",9,"",4.8,9,"",9,"",4.8,9,"",9,null,null,null,null,null,null,null,null,null,null,null,null,null,null,null,null,6]
["ODH56C","10kW以上","C",56,285,15.96,15.1,15.1,1,2,5.5,7,7,6,null,4.8,9,"",9,null,4.8,9,"",9,null,null,null,null,null,null,null,null,null,null,null,null,null,null,null,null,7]
["ODH57C","10kW以上","C",57,285,16.245000000000001,15.1,15.1,1,2,5.5,7,7,7,null,4.8,9,"",9,"",4.8,9,"",9,null,null,null,null,null,null,null,null,null,null,null,null,null,null,null,null,7]
["ODH59C","10kW以上","C",59,285,16.815000000000001,15.8,15.8,2,1,5.5,7,7,7,null,5.5,7,7,6,null,4.8,9,"",9,null,null,null,null,null,null,null,null,null,null,null,null,null,null,null,null,8]
["ODH60C","10kW以上","C",60,285,17.100000000000001,15.8,15.8,2,1,5.5,7,7,7,null,5.5,7,7,7,null,4.8,9,"",9,null,null,null,null,null,null,null,null,null,null,null,null,null,null,null,null,8]
["ODH61C","10kW以上","C",61,285,17.385000000000002,16.5,16.5,3,"",5.5,7,7,7,null,5.5,7,7,6,null,5.5,7,7,6,null,null,null,null,null,null,null,null,null,null,null,null,null,null,null,null,9]
["ODH62C","10kW以上","C",62,285,17.670000000000002,16.5,16.5,3,"",5.5,7,7,7,null,5.5,7,7,7,null,5.5,7,7,6,null,null,null,null,null,null,null,null,null,null,null,null,null,null,null,null,9]
["ODH64C","10kW以上","C",64,285,18.239999999999998,19.899999999999999,18.2,1,3,5.5,9,null,9,null,4.8,8,"",8,"",4.8,8,"",7,"",4.8,8,"",7,null,null,null,null,null,null,null,null,null,null,null,8]
["ODH65C","10kW以上","C",65,285,18.524999999999999,19.899999999999999,18.5,1,3,5.5,9,null,9,null,4.8,8,"",8,"",4.8,8,"",8,"",4.8,8,"",7,null,null,null,null,null,null,null,null,null,null,null,8]
["ODH67C","10kW以上","C",67,285,19.094999999999999,19.899999999999999,19,1,3,5.5,7,null,6,6,4.8,8,"",8,"",4.8,8,"",8,"",4.8,8,"",8,null,null,null,null,null,null,null,null,null,null,null,9]
["ODH68C","10kW以上","C",68,285,19.38,19.899999999999999,19.3,1,3,5.5,7,null,6,6,4.8,9,"",8,"",4.8,8,"",8,"",4.8,8,"",8,null,null,null,null,null,null,null,null,null,null,null,9]
["ODH69C","10kW以上","C",69,285,19.664999999999999,19.899999999999999,19.5,1,3,5.5,7,null,6,6,4.8,9,"",8,"",4.8,9,"",8,"",4.8,8,"",8,null,null,null,null,null,null,null,null,null,null,null,9]
["ODH70C","10kW以上","C",70,285,19.95,19.899999999999999,19.8,1,3,5.5,7,null,6,6,4.8,9,"",8,"",4.8,9,"",8,"",4.8,9,"",8,null,null,null,null,null,null,null,null,null,null,null,9]
["ODH72C","10kW以上","C",72,285,20.52,19.899999999999999,19.899999999999999,1,3,5.5,7,7,6,null,4.8,9,"",9,"",4.8,9,"",8,"",4.8,9,"",8,null,null,null,null,null,null,null,null,null,null,null,9]
["ODH73C","10kW以上","C",73,285,20.805,19.899999999999999,19.899999999999999,1,3,5.5,7,7,6,null,4.8,9,"",9,"",4.8,9,"",9,"",4.8,9,"",8,null,null,null,null,null,null,null,null,null,null,null,9]
["ODH75C","10kW以上","C",75,285,21.375,19.899999999999999,19.899999999999999,1,3,5.5,7,7,7,null,4.8,9,"",9,"",4.8,9,"",9,"",4.8,9,"",9,null,null,null,null,null,null,null,null,null,null,null,9]
["ODH76C","10kW以上","C",76,285,21.66,20.6,20.6,2,2,5.5,7,7,6,null,5.5,7,7,6,null,4.8,9,"",9,"",4.8,9,"",9,null,null,null,null,null,null,null,null,null,null,null,10]
["ODH77C","10kW以上","C",77,285,21.945,20.6,20.6,2,2,5.5,7,7,7,null,5.5,7,7,6,null,4.8,9,"",9,"",4.8,9,"",9,null,null,null,null,null,null,null,null,null,null,null,10]
["ODH78C","10kW以上","C",78,285,22.23,20.6,20.6,2,2,5.5,7,7,7,null,5.5,7,7,7,null,4.8,9,"",9,"",4.8,9,"",9,null,null,null,null,null,null,null,null,null,null,null,10]
["ODH80C","10kW以上","C",80,285,22.8,21.3,21.3,3,1,5.5,7,7,7,null,5.5,7,7,7,null,5.5,7,7,6,null,4.8,9,"",9,null,null,null,null,null,null,null,null,null,null,null,11]
["ODH81C","10kW以上","C",81,285,23.085000000000001,21.3,21.3,3,1,5.5,7,7,7,null,5.5,7,7,7,null,5.5,7,7,7,null,4.8,9,"",9,null,null,null,null,null,null,null,null,null,null,null,11]
["ODH83C","10kW以上","C",83,285,23.655000000000001,22,22,4,"",5.5,7,7,7,null,5.5,7,7,7,null,5.5,7,7,7,null,5.5,7,7,6,null,null,null,null,null,null,null,null,null,null,null,12]
["ODH84C","10kW以上","C",84,285,23.94,22,22,4,"",5.5,7,7,7,null,5.5,7,7,7,null,5.5,7,7,7,null,5.5,7,7,7,null,null,null,null,null,null,null,null,null,null,null,12]
["ODH85C","10kW以上","C",85,285,24.225000000000001,25.4,24.2,2,3,5.5,7,null,6,6,5.5,9,null,9,null,4.8,8,"",8,"",4.8,8,"",8,"",4.8,8,"",8,null,null,null,null,null,null,11]
["ODH86C","10kW以上","C",86,285,24.51,25.4,24.5,2,3,5.5,7,null,6,6,5.5,7,null,6,6,4.8,8,"",8,"",4.8,8,"",8,"",4.8,8,"",8,null,null,null,null,null,null,12]
["ODH88C","10kW以上","C",88,285,25.08,25.4,24.9,2,3,5.5,7,null,6,6,5.5,7,null,6,6,4.8,9,"",8,"",4.8,9,"",8,"",4.8,8,"",8,null,null,null,null,null,null,12]
["ODH89C","10kW以上","C",89,285,25.364999999999998,25.4,25.2,2,3,5.5,7,null,6,6,5.5,7,null,6,6,4.8,9,"",8,"",4.8,9,"",8,"",4.8,9,"",8,null,null,null,null,null,null,12]
["ODH91C","10kW以上","C",91,285,25.934999999999999,25.4,25.4,2,3,5.5,7,7,6,null,5.5,7,7,6,null,4.8,9,"",8,"",4.8,9,"",8,"",4.8,9,"",8,null,null,null,null,null,null,12]
["ODH92C","10kW以上","C",92,285,26.22,25.4,25.4,2,3,5.5,7,7,6,null,5.5,7,7,6,null,4.8,9,"",9,"",4.8,9,"",8,"",4.8,9,"",8,null,null,null,null,null,null,12]
["ODH93C","10kW以上","C",93,285,26.504999999999999,25.4,25.4,2,3,5.5,7,7,6,null,5.5,7,7,6,null,4.8,9,"",9,"",4.8,9,"",9,"",4.8,9,"",8,null,null,null,null,null,null,12]
["ODH94C","10kW以上","C",94,285,26.79,25.4,25.4,2,3,5.5,7,7,6,null,5.5,7,7,6,null,4.8,9,"",9,"",4.8,9,"",9,"",4.8,9,"",9,null,null,null,null,null,null,12]
["ODH96C","10kW以上","C",96,285,27.36,25.4,25.4,2,3,5.5,7,7,7,null,5.5,7,7,7,null,4.8,9,"",9,"",4.8,9,"",9,"",4.8,9,"",9,null,null,null,null,null,null,12]
["ODH97C","10kW以上","C",97,285,27.645,26.1,26.1,3,2,5.5,7,7,7,null,5.5,7,7,6,null,5.5,7,7,6,null,4.8,9,"",9,"",4.8,9,"",9,null,null,null,null,null,null,13]
["ODH99C","10kW以上","C",99,285,28.215,26.1,26.1,3,2,5.5,7,7,7,null,5.5,7,7,7,null,5.5,7,7,7,null,4.8,9,"",9,"",4.8,9,"",9,null,null,null,null,null,null,13]
["ODH100C","10kW以上","C",100,285,28.5,26.8,26.8,4,1,5.5,7,7,7,null,5.5,7,7,7,null,5.5,7,7,6,null,5.5,7,7,6,null,4.8,9,"",9,null,null,null,null,null,null,14]
["ODH101C","10kW以上","C",101,285,28.785,26.8,26.8,4,1,5.5,7,7,7,null,5.5,7,7,7,null,5.5,7,7,7,null,5.5,7,7,6,null,4.8,9,"",9,null,null,null,null,null,null,14]
["ODH102C","10kW以上","C",102,285,29.07,26.8,26.8,4,1,5.5,7,7,7,null,5.5,7,7,7,null,5.5,7,7,7,null,5.5,7,7,7,null,4.8,9,"",9,null,null,null,null,null,null,14]
["ODH104C","10kW以上","C",104,285,29.64,27.5,27.5,5,"",5.5,7,7,7,null,5.5,7,7,7,null,5.5,7,7,7,null,5.5,7,7,7,null,5.5,7,7,6,null,null,null,null,null,null,15]
["ODH105C","10kW以上","C",105,285,29.925000000000001,27.5,27.5,5,"",5.5,7,7,7,null,5.5,7,7,7,null,5.5,7,7,7,null,5.5,7,7,7,null,5.5,7,7,7,null,null,null,null,null,null,15]
["ODH106C","10kW以上","C",106,285,30.21,30.9,30.1,3,3,5.5,7,null,6,6,5.5,7,null,6,6,5.5,7,null,6,6,4.8,9,"",8,"",4.8,8,"",8,"",4.8,8,"",8,null,15]
["ODH107C","10kW以上","C",107,285,30.495000000000001,30.9,30.4,3,3,5.5,7,null,6,6,5.5,7,null,6,6,5.5,7,null,6,6,4.8,9,"",8,"",4.8,9,"",8,"",4.8,8,"",8,null,15]
["ODH109C","10kW以上","C",109,285,31.065000000000001,30.9,30.7,3,3,5.5,7,7,6,null,5.5,7,null,6,6,5.5,7,null,6,6,4.8,9,"",8,"",4.8,9,"",8,"",4.8,9,"",8,null,15]
["ODH110C","10kW以上","C",110,285,31.35,30.9,30.8,3,3,5.5,7,7,6,null,5.5,7,7,6,null,5.5,7,null,6,6,4.8,9,"",8,"",4.8,9,"",8,"",4.8,9,"",8,null,15]
["ODH112C","10kW以上","C",112,285,31.92,30.9,30.9,3,3,5.5,7,7,6,null,5.5,7,7,6,null,5.5,7,7,6,null,4.8,9,"",9,"",4.8,9,"",8,"",4.8,9,"",8,null,15]
["ODH113C","10kW以上","C",113,285,32.204999999999998,30.9,30.9,3,3,5.5,7,7,6,null,5.5,7,7,6,null,5.5,7,7,6,null,4.8,9,"",9,"",4.8,9,"",9,"",4.8,9,"",8,null,15]
["ODH114C","10kW以上","C",114,285,32.49,30.9,30.9,3,3,5.5,7,7,6,null,5.5,7,7,6,null,5.5,7,7,6,null,4.8,9,"",9,"",4.8,9,"",9,"",4.8,9,"",9,null,15]
["ODH115C","10kW以上","C",115,285,32.774999999999999,30.9,30.9,3,3,5.5,7,7,7,null,5.5,7,7,6,null,5.5,7,7,6,null,4.8,9,"",9,"",4.8,9,"",9,"",4.8,9,"",9,null,15]
["ODH117C","10kW以上","C",117,285,33.344999999999999,30.9,30.9,3,3,5.5,7,7,7,null,5.5,7,7,7,null,5.5,7,7,7,null,4.8,9,"",9,"",4.8,9,"",9,"",4.8,9,"",9,null,15]
["ODH118C","10kW以上","C",118,285,33.630000000000003,31.6,31.6,4,2,5.5,7,7,7,null,5.5,7,7,7,null,5.5,7,7,6,null,5.5,7,7,6,null,4.8,9,"",9,"",4.8,9,"",9,null,16]
["ODH120C","10kW以上","C",120,285,34.200000000000003,31.6,31.6,4,2,5.5,7,7,7,null,5.5,7,7,7,null,5.5,7,7,7,null,5.5,7,7,7,null,4.8,9,"",9,"",4.8,9,"",9,null,16]
["ODL19B","10kW未満","B",19,285,5.415,4.8,4.8,"",1,4.8,7,"",6,6,"","","","","","","","","","","","","","","","","","","","","","","","","",3]
["ODL20B","10kW未満","B",20,285,5.7,4.8,4.8,"",1,4.8,7,7,6,null,"","","","","","","","","","","","","","","","","","","","","","","","","",3]
["ODL21B","10kW未満","B",21,285,5.9850000000000003,4.8,4.8,"",1,4.8,7,7,7,"","","","","","","","","","","","","","","","","","","","","","","","","","",3]
["ODL23B","10kW未満","B",23,285,6.5549999999999997,5.5,5.5,1,"",5.5,8,8,7,null,"","","","","","","","","","","","","","","","","","","","","","","","","",3]
["ODL24B","10kW未満","B",24,285,6.84,5.5,5.5,1,"",5.5,8,8,8,null,"","","","","","","","","","","","","","","","","","","","","","","","","",3]
["ODL38B","10kW未満","B",38,285,10.83,9.6,9.6,"",2,4.8,7,null,6,6,4.8,7,null,6,6,"","","","","","","","","","","","","","","","","","","","",6]
["ODL39B","10kW未満","B",39,285,11.115,9.6,9.6,"",2,4.8,7,7,6,null,4.8,7,null,6,6,"","","","","","","","","","","","","","","","","","","","",6]
["ODL40B","10kW未満","B",40,285,11.4,9.6,9.6,"",2,4.8,7,7,6,null,4.8,7,7,6,null,"","","","","","","","","","","","","","","","","","","","",6]
["ODL41B","10kW未満","B",41,285,11.685,9.6,9.6,"",2,4.8,7,7,7,null,4.8,7,7,6,null,"","","","","","","","","","","","","","","","","","","","",6]
["ODH40B","10kW以上","B",40,285,11.4,10.3,10.3,1,1,5.5,7,7,7,"",4.8,7,null,6,6,"","","","","","","","","","","","","","","","","","","","",6]
["ODH41B","10kW以上","B",41,285,11.685,10.3,10.3,1,1,5.5,8,null,7,7,4.8,7,null,6,6,"","","","","","","","","","","","","","","","","","","","",6]
["ODH43B","10kW以上","B",43,285,12.255000000000001,10.3,10.3,1,1,5.5,8,8,7,null,4.8,7,7,6,null,"","","","","","","","","","","","","","","","","","","","",6]
["ODH44B","10kW以上","B",44,285,12.54,10.3,10.3,1,1,5.5,8,8,7,null,4.8,7,7,7,null,"","","","","","","","","","","","","","","","","","","","",6]
["ODH45B","10kW以上","B",45,285,12.824999999999999,10.3,10.3,1,1,5.5,8,8,8,null,4.8,7,7,7,null,null,null,null,null,null,null,null,null,null,null,null,null,null,null,null,null,null,null,null,null,6]
["ODH46B","10kW以上","B",46,285,13.11,11,11,2,"",5.5,8,8,7,null,5.5,8,8,7,null,null,null,null,null,null,null,null,null,null,null,null,null,null,null,null,null,null,null,null,null,6]
["ODH48B","10kW以上","B",48,285,13.68,11,11,2,"",5.5,8,8,8,null,5.5,8,8,8,null,null,null,null,null,null,null,null,null,null,null,null,null,null,null,null,null,null,null,null,null,6]
["ODH55B","10kW以上","B",55,285,15.675000000000001,14.399999999999999,14.4,"",3,4.8,7,null,6,6,4.8,9,null,9,null,4.8,9,null,9,null,null,null,null,null,null,null,null,null,null,null,null,null,null,null,null,7]
["ODH57B","10kW以上","B",57,285,16.245000000000001,14.399999999999999,14.4,"",3,4.8,7,null,6,6,4.8,7,null,6,6,4.8,7,null,6,6,null,null,null,null,null,null,null,null,null,null,null,null,null,null,null,9]
["ODH58B","10kW以上","B",58,285,16.53,14.399999999999999,14.4,"",3,4.8,7,7,6,null,4.8,7,null,6,6,4.8,7,null,6,6,null,null,null,null,null,null,null,null,null,null,null,null,null,null,null,9]
["ODH59B","10kW以上","B",59,285,16.815000000000001,14.399999999999999,14.4,"",3,4.8,7,7,6,null,4.8,7,7,6,null,4.8,7,null,6,6,null,null,null,null,null,null,null,null,null,null,null,null,null,null,null,9]
["ODH60B","10kW以上","B",60,285,17.100000000000001,14.399999999999999,14.4,"",3,4.8,7,7,6,null,4.8,7,7,6,null,4.8,7,7,6,null,null,null,null,null,null,null,null,null,null,null,null,null,null,null,null,9]
["ODH62B","10kW以上","B",62,285,17.670000000000002,14.399999999999999,14.4,"",3,4.8,7,7,7,null,4.8,7,7,7,null,4.8,7,7,6,null,null,null,null,null,null,null,null,null,null,null,null,null,null,null,null,9]
["ODH63B","10kW以上","B",63,285,17.954999999999998,14.399999999999999,14.4,"",3,4.8,7,7,7,null,4.8,7,7,7,null,4.8,7,7,7,null,null,null,null,null,null,null,null,null,null,null,null,null,null,null,null,9]
["ODH65B","10kW以上","B",65,285,18.524999999999999,15.1,15.1,1,2,5.5,8,8,7,null,4.8,7,7,7,null,4.8,7,7,7,null,null,null,null,null,null,null,null,null,null,null,null,null,null,null,null,9]
["ODH66B","10kW以上","B",66,285,18.809999999999999,15.1,15.1,1,2,5.5,8,8,8,null,4.8,7,7,7,null,4.8,7,7,7,null,null,null,null,null,null,null,null,null,null,null,null,null,null,null,null,9]
["ODH67B","10kW以上","B",67,285,19.094999999999999,15.8,15.8,2,1,5.5,8,8,7,null,5.5,8,8,7,null,4.8,7,7,7,null,null,null,null,null,null,null,null,null,null,null,null,null,null,null,null,9]
["ODH68B","10kW以上","B",68,285,19.38,15.8,15.8,2,1,5.5,8,8,8,null,5.5,8,8,7,null,4.8,7,7,7,null,null,null,null,null,null,null,null,null,null,null,null,null,null,null,null,9]
["ODH70B","10kW以上","B",70,285,19.95,16.5,16.5,3,"",5.5,8,8,8,null,5.5,8,8,7,null,5.5,8,8,7,null,null,null,null,null,null,null,null,null,null,null,null,null,null,null,null,9]
["ODH71B","10kW以上","B",71,285,20.234999999999999,16.5,16.5,3,"",5.5,8,8,8,null,5.5,8,8,8,null,5.5,8,8,7,null,null,null,null,null,null,null,null,null,null,null,null,null,null,null,null,9]
["ODH76B","10kW以上","B",76,285,21.66,19.899999999999999,19.899999999999999,1,3,5.5,7,7,7,null,4.8,7,null,6,6,4.8,9,null,9,null,4.8,9,null,9,null,null,null,null,null,null,null,null,null,null,null,10]
["ODH77B","10kW以上","B",77,285,21.945,19.899999999999999,19.899999999999999,1,3,5.5,7,7,7,null,4.8,7,null,6,6,4.8,7,null,6,6,4.8,9,null,9,null,null,null,null,null,null,null,null,null,null,null,11]
["ODH78B","10kW以上","B",78,285,22.23,19.899999999999999,19.899999999999999,1,3,5.5,7,7,7,null,4.8,7,null,6,6,4.8,7,null,6,6,4.8,7,null,6,6,null,null,null,null,null,null,null,null,null,null,12]
["ODH79B","10kW以上","B",79,285,22.515000000000001,19.899999999999999,19.899999999999999,1,3,5.5,8,null,7,7,4.8,7,null,6,6,4.8,7,null,6,6,4.8,7,null,6,6,null,null,null,null,null,null,null,null,null,null,12]
["ODH81B","10kW以上","B",81,285,23.085000000000001,19.899999999999999,19.899999999999999,1,3,5.5,8,null,7,7,4.8,7,7,6,null,4.8,7,7,6,null,4.8,7,null,6,6,null,null,null,null,null,null,null,null,null,null,12]
["ODH82B","10kW以上","B",82,285,23.37,19.899999999999999,19.899999999999999,1,3,5.5,8,null,7,7,4.8,7,7,6,null,4.8,7,7,6,null,4.8,7,7,6,null,null,null,null,null,null,null,null,null,null,null,12]
["ODH84B","10kW以上","B",84,285,23.94,19.899999999999999,19.899999999999999,1,3,5.5,8,8,7,null,4.8,7,7,7,null,4.8,7,7,6,null,4.8,7,7,6,null,null,null,null,null,null,null,null,null,null,null,12]
["ODH85B","10kW以上","B",85,285,24.225000000000001,19.899999999999999,19.899999999999999,1,3,5.5,8,8,7,null,4.8,7,7,7,null,4.8,7,7,7,null,4.8,7,7,6,null,null,null,null,null,null,null,null,null,null,null,12]
["ODH86B","10kW以上","B",86,285,24.51,19.899999999999999,19.899999999999999,1,3,5.5,8,8,7,null,4.8,7,7,7,null,4.8,7,7,7,null,4.8,7,7,7,null,null,null,null,null,null,null,null,null,null,null,12]
["ODH87B","10kW以上","B",87,285,24.795000000000002,19.899999999999999,19.899999999999999,1,3,5.5,8,8,8,null,4.8,7,7,7,null,4.8,7,7,7,null,4.8,7,7,7,null,null,null,null,null,null,null,null,null,null,null,12]
["ODH89B","10kW以上","B",89,285,25.364999999999998,20.6,20.6,2,2,5.5,8,8,8,null,5.5,8,8,7,null,4.8,7,7,7,null,4.8,7,7,7,null,null,null,null,null,null,null,null,null,null,null,12]
["ODH90B","10kW以上","B",90,285,25.65,20.6,20.6,2,2,5.5,8,8,8,null,5.5,8,8,8,null,4.8,7,7,7,null,4.8,7,7,7,null,null,null,null,null,null,null,null,null,null,null,12]
["ODH92B","10kW以上","B",92,285,26.22,21.3,21.3,3,1,5.5,8,8,8,null,5.5,8,8,8,null,5.5,8,8,7,null,4.8,7,7,7,null,null,null,null,null,null,null,null,null,null,null,12]
["ODH93B","10kW以上","B",93,285,26.504999999999999,21.3,21.3,3,1,5.5,8,8,8,null,5.5,8,8,8,null,5.5,8,8,8,null,4.8,7,7,7,null,null,null,null,null,null,null,null,null,null,null,12]
["ODH94B","10kW以上","B",94,285,26.79,22,22,4,"",5.5,8,8,8,null,5.5,8,8,8,null,5.5,8,8,7,null,5.5,8,8,7,null,null,null,null,null,null,null,null,null,null,null,12]
["ODH95B","10kW以上","B",95,285,27.074999999999999,22,22,4,"",5.5,8,8,8,null,5.5,8,8,8,null,5.5,8,8,8,null,5.5,8,8,7,null,null,null,null,null,null,null,null,null,null,null,12]
["ODH97B","10kW以上","B",97,285,27.645,25.4,25.4,2,3,5.5,7,7,7,null,5.5,7,7,7,null,4.8,7,null,6,6,4.8,9,null,9,null,4.8,9,null,9,null,null,null,null,null,null,13]
["ODH98B","10kW以上","B",98,285,27.93,25.4,25.4,2,3,5.5,7,7,7,null,5.5,7,7,7,null,4.8,7,null,6,6,4.8,7,null,6,6,4.8,9,null,9,null,null,null,null,null,null,14]
["ODH100B","10kW以上","B",100,285,28.5,25.4,25.4,2,3,5.5,8,null,7,7,5.5,7,7,7,null,4.8,7,null,6,6,4.8,7,null,6,6,4.8,7,null,6,6,null,null,null,null,null,15]
["ODH101B","10kW以上","B",101,285,28.785,25.4,25.4,2,3,5.5,8,null,7,7,5.5,8,null,7,7,4.8,7,null,6,6,4.8,7,null,6,6,4.8,7,null,6,6,null,null,null,null,null,15]
["ODH102B","10kW以上","B",102,285,29.07,25.4,25.4,2,3,5.5,8,null,7,7,5.5,8,null,7,7,4.8,7,7,6,null,4.8,7,null,6,6,4.8,7,null,6,6,null,null,null,null,null,15]
["ODH103B","10kW以上","B",103,285,29.355,25.4,25.4,2,3,5.5,8,null,7,7,5.5,8,null,7,7,4.8,7,7,6,null,4.8,7,7,6,null,4.8,7,null,6,6,null,null,null,null,null,15]
["ODH105B","10kW以上","B",105,285,29.925000000000001,25.4,25.4,2,3,5.5,8,8,7,null,5.5,8,null,7,7,4.8,7,7,6,null,4.8,7,7,6,null,4.8,7,7,6,null,null,null,null,null,null,15]
["ODH106B","10kW以上","B",106,285,30.21,25.4,25.4,2,3,5.5,8,8,7,null,5.5,8,8,7,null,4.8,7,7,6,null,4.8,7,7,6,null,4.8,7,7,6,null,null,null,null,null,null,15]
["ODH108B","10kW以上","B",108,285,30.78,25.4,25.4,2,3,5.5,8,8,7,null,5.5,8,8,7,null,4.8,7,7,7,null,4.8,7,7,7,null,4.8,7,7,6,null,null,null,null,null,null,15]
["ODH109B","10kW以上","B",109,285,31.065000000000001,25.4,25.4,2,3,5.5,8,8,7,null,5.5,8,8,7,null,4.8,7,7,7,null,4.8,7,7,7,null,4.8,7,7,7,null,null,null,null,null,null,15]
["ODH110B","10kW以上","B",110,285,31.35,25.4,25.4,2,3,5.5,8,8,8,null,5.5,8,8,7,null,4.8,7,7,7,null,4.8,7,7,7,null,4.8,7,7,7,null,null,null,null,null,null,15]
["ODH111B","10kW以上","B",111,285,31.635000000000002,25.4,25.4,2,3,5.5,8,8,8,null,5.5,8,8,8,null,4.8,7,7,7,null,4.8,7,7,7,null,4.8,7,7,7,null,null,null,null,null,null,15]
["ODH113B","10kW以上","B",113,285,32.204999999999998,26.1,26.1,3,2,5.5,8,8,8,null,5.5,8,8,8,null,5.5,8,8,7,null,4.8,7,7,7,null,4.8,7,7,7,null,null,null,null,null,null,15]
["ODH114B","10kW以上","B",114,285,32.49,26.1,26.1,3,2,5.5,8,8,8,null,5.5,8,8,8,null,5.5,8,8,8,null,4.8,7,7,7,null,4.8,7,7,7,null,null,null,null,null,null,15]
["ODH116B","10kW以上","B",116,285,33.06,26.8,26.8,4,1,5.5,8,8,8,null,5.5,8,8,8,null,5.5,8,8,8,null,5.5,8,8,7,null,4.8,7,7,7,null,null,null,null,null,null,15]
["ODH117B","10kW以上","B",117,285,33.344999999999999,26.8,26.8,4,1,5.5,8,8,8,null,5.5,8,8,8,null,5.5,8,8,8,null,5.5,8,8,8,null,4.8,7,7,7,null,null,null,null,null,null,15]
["ODH118B","10kW以上","B",118,285,33.630000000000003,27.5,27.5,5,"",5.5,8,8,8,null,5.5,8,8,8,null,5.5,8,8,8,null,5.5,8,8,7,null,5.5,8,8,7,null,null,null,null,null,null,15]
["ODH119B","10kW以上","B",119,285,33.914999999999999,27.5,27.5,5,"",5.5,8,8,8,null,5.5,8,8,8,null,5.5,8,8,8,null,5.5,8,8,8,null,5.5,8,8,7,null,null,null,null,null,null,15]
["ODL22A","10kW未満","A",22,285,6.27,4.8,4.8,"",1,4.8,8,null,7,7,"","","","","","","","","","","","","","","","","","","","","","","","","",3]
["ODL23A","10kW未満","A",23,285,6.5549999999999997,4.8,4.8,"",1,4.8,8,8,7,"","","","","","","","","","","","","","","","","","","","","","","","","","",3]
["ODL25A","10kW未満","A",25,285,7.125,5.5,5.5,1,"",5.5,9,null,8,8,"","","","","","","","","","","","","","","","","","","","","","","","","",3]
["ODL26A","10kW未満","A",26,285,7.41,5.5,5.5,1,"",5.5,9,9,8,"","","","","","","","","","","","","","","","","","","","","","","","","","",3]
["ODL27A","10kW未満","A",27,285,7.6950000000000003,5.5,5.5,1,"",5.5,9,9,9,null,"","","","","","","","","","","","","","","","","","","","","","","","","",3]
["ODL43A","10kW未満","A",43,285,12.255000000000001,9.6,9.6,"",2,4.8,8,null,7,7,4.8,7,7,7,null,"","","","","","","","","","","","","","","","","","","","",6]
["ODL45A","10kW未満","A",45,285,12.824999999999999,9.6,9.6,"",2,4.8,8,8,7,null,4.8,8,null,7,7,"","","","","","","","","","","","","","","","","","","","",6]
["ODL46A","10kW未満","A",46,285,13.11,9.6,9.6,"",2,4.8,8,8,7,null,4.8,8,8,7,null,"","","","","","","","","","","","","","","","","","","","",6]
["ODL48A","10kW未満","A",48,285,13.68,9.6,9.6,"",2,4.8,8,8,8,null,4.8,8,8,8,null,"","","","","","","","","","","","","","","","","","","","",6]
["ODH46A","10kW以上","A",46,285,13.11,10.3,10.3,1,1,5.5,8,8,8,null,4.8,8,null,7,7,"","","","","","","","","","","","","","","","","","","","",6]
["ODH47A","10kW以上","A",47,285,13.395,10.3,10.3,1,1,5.5,9,null,8,8,4.8,8,null,7,7,null,null,null,null,null,null,null,null,null,null,null,null,null,null,null,"","","","","",6]
["ODH48A","10kW以上","A",48,285,13.68,10.3,10.3,1,1,5.5,9,null,8,8,4.8,8,8,7,null,null,null,null,null,null,null,null,null,null,null,null,null,null,null,null,"","","","","",6]
["ODH50A","10kW以上","A",50,285,14.25,10.3,10.3,1,1,5.5,9,9,8,null,4.8,8,8,8,null,null,null,null,null,null,null,null,null,null,null,null,null,null,null,null,"","","","","",6]
["ODH51A","10kW以上","A",51,285,14.535,10.3,10.3,1,1,5.5,9,9,9,null,4.8,8,8,8,null,null,null,null,null,null,null,null,null,null,null,null,null,null,null,null,"","","","","",6]
["ODH53A","10kW以上","A",53,285,15.105,11,11,2,"",5.5,9,9,9,null,5.5,9,9,8,null,null,null,null,null,null,null,null,null,null,null,null,null,null,null,null,"","","","","",6]
["ODH54A","10kW以上","A",54,285,15.39,11,11,2,"",5.5,9,9,9,null,5.5,9,9,9,null,null,null,null,null,null,null,null,null,null,null,null,null,null,null,null,"","","","","",6]
["ODH64A","10kW以上","A",64,285,18.239999999999998,14.399999999999999,14.4,"",3,4.8,8,null,7,7,4.8,7,7,7,null,4.8,7,7,7,null,null,null,null,null,null,null,null,null,null,null,"","","","","",9]
["ODH65A","10kW以上","A",65,285,18.524999999999999,14.399999999999999,14.4,"",3,4.8,8,null,7,7,4.8,8,null,7,7,4.8,7,7,7,null,null,null,null,null,null,null,null,null,null,null,"","","","","",9]
["ODH67A","10kW以上","A",67,285,19.094999999999999,14.399999999999999,14.4,"",3,4.8,8,8,7,null,4.8,8,null,7,7,4.8,8,null,7,7,null,null,null,null,null,null,null,null,null,null,"","","","","",9]
["ODH68A","10kW以上","A",68,285,19.38,14.399999999999999,14.4,"",3,4.8,8,8,7,null,4.8,8,8,7,null,4.8,8,null,7,7,null,null,null,null,null,null,null,null,null,null,"","","","","",9]
["ODH70A","10kW以上","A",70,285,19.95,14.399999999999999,14.4,"",3,4.8,8,8,8,null,4.8,8,8,7,null,4.8,8,8,7,null,null,null,null,null,null,null,null,null,null,null,"","","","","",9]
["ODH71A","10kW以上","A",71,285,20.234999999999999,14.399999999999999,14.4,"",3,4.8,8,8,8,null,4.8,8,8,8,null,4.8,8,8,7,null,null,null,null,null,null,null,null,null,null,null,"","","","","",9]
["ODH72A","10kW以上","A",72,285,20.52,14.399999999999999,14.4,"",3,4.8,8,8,8,null,4.8,8,8,8,null,4.8,8,8,8,null,null,null,null,null,null,null,null,null,null,null,"","","","","",9]
["ODH73A","10kW以上","A",73,285,20.805,15.1,15.1,1,2,5.5,9,9,8,null,4.8,8,8,8,null,4.8,8,8,7,null,null,null,null,null,null,null,null,null,null,null,"","","","","",9]
["ODH75A","10kW以上","A",75,285,21.375,15.1,15.1,1,2,5.5,9,9,9,null,4.8,8,8,8,null,4.8,8,8,8,null,null,null,null,null,null,null,null,null,null,null,"","","","","",9]
["ODH76A","10kW以上","A",76,285,21.66,15.8,15.8,2,1,5.5,9,9,8,null,5.5,9,9,8,null,4.8,8,8,8,null,null,null,null,null,null,null,null,null,null,null,"","","","","",9]
["ODH78A","10kW以上","A",78,285,22.23,15.8,15.8,2,1,5.5,9,9,9,null,5.5,9,9,9,null,4.8,8,8,8,null,null,null,null,null,null,null,null,null,null,null,"","","","","",9]
["ODH79A","10kW以上","A",79,285,22.515000000000001,16.5,16.5,3,"",5.5,9,9,9,null,5.5,9,9,8,null,5.5,9,9,8,null,null,null,null,null,null,null,null,null,null,null,"","","","","",9]
["ODH80A","10kW以上","A",80,285,22.8,16.5,16.5,3,"",5.5,9,9,9,null,5.5,9,9,9,null,5.5,9,9,8,null,null,null,null,null,null,null,null,null,null,null,"","","","","",9]
["ODH81A","10kW以上","A",81,285,23.085000000000001,16.5,16.5,3,"",5.5,9,9,9,null,5.5,9,9,9,null,5.5,9,9,9,null,null,null,null,null,null,null,null,null,null,null,"","","","","",9]
["ODH89A","10kW以上","A",89,285,25.364999999999998,19.899999999999999,19.899999999999999,1,3,5.5,8,8,8,null,4.8,8,null,7,7,4.8,8,null,7,7,4.8,7,7,7,null,null,null,null,null,null,"","","","","",12]
["ODH90A","10kW以上","A",90,285,25.65,19.899999999999999,19.899999999999999,1,3,5.5,8,8,8,null,4.8,8,null,7,7,4.8,8,null,7,7,4.8,8,null,7,7,null,null,null,null,null,"","","","","",12]
["ODH92A","10kW以上","A",92,285,26.22,19.899999999999999,19.899999999999999,1,3,5.5,9,null,8,8,4.8,8,8,7,null,4.8,8,null,7,7,4.8,8,null,7,7,null,null,null,null,null,"","","","","",12]
["ODH93A","10kW以上","A",93,285,26.504999999999999,19.899999999999999,19.899999999999999,1,3,5.5,9,null,8,8,4.8,8,8,7,null,4.8,8,8,7,null,4.8,8,null,7,7,null,null,null,null,null,"","","","","",12]
["ODH94A","10kW以上","A",94,285,26.79,19.899999999999999,19.899999999999999,1,3,5.5,9,null,8,8,4.8,8,8,7,null,4.8,8,8,7,null,4.8,8,8,7,null,null,null,null,null,null,"","","","","",12]
["ODH95A","10kW以上","A",95,285,27.074999999999999,19.899999999999999,19.899999999999999,1,3,5.5,9,9,8,null,4.8,8,8,7,null,4.8,8,8,7,null,4.8,8,8,7,null,null,null,null,null,null,"","","","","",12]
["ODH97A","10kW以上","A",97,285,27.645,19.899999999999999,19.899999999999999,1,3,5.5,9,9,8,null,4.8,8,8,8,null,4.8,8,8,8,null,4.8,8,8,7,null,null,null,null,null,null,"","","","","",12]
["ODH98A","10kW以上","A",98,285,27.93,19.899999999999999,19.899999999999999,1,3,5.5,9,9,8,null,4.8,8,8,8,null,4.8,8,8,8,null,4.8,8,8,8,null,null,null,null,null,null,"","","","","",12]
["ODH100A","10kW以上","A",100,285,28.5,20.6,20.6,2,2,5.5,9,9,8,null,5.5,9,9,8,null,4.8,8,8,8,null,4.8,8,8,8,null,null,null,null,null,null,"","","","","",12]
["ODH101A","10kW以上","A",101,285,28.785,20.6,20.6,2,2,5.5,9,9,9,null,5.5,9,9,8,null,4.8,8,8,8,null,4.8,8,8,8,null,null,null,null,null,null,"","","","","",12]
["ODH102A","10kW以上","A",102,285,29.07,20.6,20.6,2,2,5.5,9,9,9,null,5.5,9,9,9,null,4.8,8,8,8,null,4.8,8,8,8,null,null,null,null,null,null,"","","","","",12]
["ODH103A","10kW以上","A",103,285,29.355,21.3,21.3,3,1,5.5,9,9,9,null,5.5,9,9,8,null,5.5,9,9,8,null,4.8,8,8,8,null,null,null,null,null,null,"","","","","",12]
["ODH105A","10kW以上","A",105,285,29.925000000000001,21.3,21.3,3,1,5.5,9,9,9,null,5.5,9,9,9,null,5.5,9,9,9,null,4.8,8,8,8,null,null,null,null,null,null,"","","","","",12]
["ODH106A","10kW以上","A",106,285,30.21,22,22,4,"",5.5,9,9,9,null,5.5,9,9,9,null,5.5,9,9,8,null,5.5,9,9,8,null,null,null,null,null,null,"","","","","",12]
["ODH108A","10kW以上","A",108,285,30.78,22,22,4,"",5.5,9,9,9,null,5.5,9,9,9,null,5.5,9,9,9,null,5.5,9,9,9,null,null,null,null,null,null,"","","","","",12]
["ODH112A","10kW以上","A",112,285,31.92,25.4,25.4,2,3,5.5,8,8,8,null,5.5,8,8,8,null,4.8,8,null,7,7,4.8,7,7,7,null,4.8,7,7,7,null,"","","","","",15]
["ODH113A","10kW以上","A",113,285,32.204999999999998,25.4,25.4,2,3,5.5,8,8,8,null,5.5,8,8,8,null,4.8,8,null,7,7,4.8,8,null,7,7,4.8,7,7,7,null,"","","","","",15]
["ODH114A","10kW以上","A",114,285,32.49,25.4,25.4,2,3,5.5,8,8,8,null,5.5,8,8,8,null,4.8,8,null,7,7,4.8,8,null,7,7,4.8,8,null,7,7,"","","","","",15]
["ODH116A","10kW以上","A",116,285,33.06,25.4,25.4,2,3,5.5,9,null,8,8,5.5,9,null,8,8,4.8,8,null,7,7,4.8,8,null,7,7,4.8,8,null,7,7,"","","","","",15]
["ODH117A","10kW以上","A",117,285,33.344999999999999,25.4,25.4,2,3,5.5,9,null,8,8,5.5,9,null,8,8,4.8,8,8,7,null,4.8,8,null,7,7,4.8,8,null,7,7,"","","","","",15]
["ODH119A","10kW以上","A",119,285,33.914999999999999,25.4,25.4,2,3,5.5,9,null,8,8,5.5,9,null,8,8,4.8,8,8,7,null,4.8,8,8,7,null,4.8,8,8,7,null,"","","","","",15]
["ODH120A","10kW以上","A",120,285,34.200000000000003,25.4,25.4,2,3,5.5,9,9,8,null,5.5,9,null,8,8,4.8,8,8,7,null,4.8,8,8,7,null,4.8,8,8,7,null,"","","","","",15]
["OEL12E","10kW未満","E",12,280,3.36,4.8,3.3,"",1,4.8,6,"",6,"","","","","","","","","","","","","","","","","","","","","","","","","","",2]
["OEL13E","10kW未満","E",13,280,3.64,4.8,3.6,"",1,4.8,7,"",6,"","","","","","","","","","","","","","","","","","","","","","","","","","",2]
["OEL15E","10kW未満","E",15,280,4.2,5.5,4.2,1,"",5.5,8,"",7,"","","","","","","","","","","","","","","","","","","","","","","","","","",2]
["OEL16E","10kW未満","E",16,280,4.4800000000000004,5.5,4.4000000000000004,1,"",5.5,8,"",8,"","","","","","","","","","","","","","","","","","","","","","","","","","",2]
["OEL25E","10kW未満","E",25,280,7,9.6,7,"",2,4.8,7,"",6,"",4.8,6,"",6,"","","","","","","","","","","","","","","","","","","","","",4]
["OEL26E","10kW未満","E",26,280,7.28,9.6,7.2,"",2,4.8,7,"",6,"",4.8,7,"",6,"","","","","","","","","","","","","","","","","","","","","",4]
["OEL27E","10kW未満","E",27,280,7.56,9.6,7.5,"",2,4.8,7,"",7,"",4.8,7,"",6,"","","","","","","","","","","","","","","","","","","","","",4]
["OEL28E","10kW未満","E",28,280,7.84,9.6,7.8,"",2,4.8,7,"",7,"",4.8,7,"",7,"","","","","","","","","","","","","","","","","","","","","",4]
["OEL30E","10kW未満","E",30,280,8.4,10.3,8.4,1,1,5.5,8,"",8,"",4.8,7,"",7,"","","","","","","","","","","","","","","","","","","","","",4]
["OEL31E","10kW未満","E",31,280,8.68,11,8.6,2,"",5.5,8,"",8,"",5.5,8,"",7,"","","","","","","","","","","","","","","","","","","","","",4]
["OEH36E","10kW以上","E",36,280,10.08,14.399999999999999,10,"",3,4.8,6,"",6,"",4.8,6,"",6,"",4.8,6,"",6,"","","","","","","","","","","","","","","","",6]
["OEH37E","10kW以上","E",37,280,10.36,14.399999999999999,10.3,"",3,4.8,7,"",6,"",4.8,6,"",6,"",4.8,6,"",6,"",null,null,null,null,null,null,null,null,null,null,null,null,null,null,null,6]
["OEH38E","10kW以上","E",38,280,10.64,14.399999999999999,10.6,"",3,4.8,7,"",6,"",4.8,7,"",6,"",4.8,6,"",6,"",null,null,null,null,null,null,null,null,null,null,null,null,null,null,null,6]
["OEH39E","10kW以上","E",39,280,10.92,14.399999999999999,10.9,"",3,4.8,7,"",6,"",4.8,7,"",6,"",4.8,7,"",6,"",null,null,null,null,null,null,null,null,null,null,null,null,null,null,null,6]
["OEH41E","10kW以上","E",41,280,11.48,14.399999999999999,11.4,"",3,4.8,7,"",7,"",4.8,7,"",7,"",4.8,7,"",6,"",null,null,null,null,null,null,null,null,null,null,null,null,null,null,null,6]
["OEH42E","10kW以上","E",42,280,11.76,14.399999999999999,11.7,"",3,4.8,7,"",7,"",4.8,7,"",7,"",4.8,7,"",7,"",null,null,null,null,null,null,null,null,null,null,null,null,null,null,null,6]
["OEH44E","10kW以上","E",44,280,12.32,15.1,12.3,1,2,5.5,8,"",8,"",4.8,7,"",7,"",4.8,7,"",7,"",null,null,null,null,null,null,null,null,null,null,null,null,null,null,null,6]
["OEH45E","10kW以上","E",45,280,12.6,15.8,12.6,2,1,5.5,8,"",8,"",5.5,8,"",7,"",4.8,7,"",7,"",null,null,null,null,null,null,null,null,null,null,null,null,null,null,null,6]
["OEH46E","10kW以上","E",46,280,12.88,15.8,12.8,2,1,5.5,8,"",8,"",5.5,8,"",8,"",4.8,7,"",7,"",null,null,null,null,null,null,null,null,null,null,null,null,null,null,null,6]
["OEH47E","10kW以上","E",47,280,13.16,16.5,13.1,3,"",5.5,8,"",8,"",5.5,8,"",8,"",5.5,8,"",7,null,null,null,null,null,null,null,null,null,null,null,null,null,null,null,null,6]
["OEH49E","10kW以上","E",49,280,13.72,19.899999999999999,13.7,1,3,5.5,7,"",6,"",4.8,6,"",6,"",4.8,6,"",6,"",4.8,6,"",6,"",null,null,null,null,null,null,null,null,null,null,8]
["OEH50E","10kW以上","E",50,280,14,19.899999999999999,14,1,3,5.5,7,"",7,"",4.8,6,"",6,"",4.8,6,"",6,"",4.8,6,"",6,"",null,null,null,null,null,null,null,null,null,null,8]
["OEH52E","10kW以上","E",52,280,14.56,19.899999999999999,14.5,1,3,5.5,7,"",7,"",4.8,7,"",6,"",4.8,7,"",6,"",4.8,6,"",6,"",null,null,null,null,null,null,null,null,null,null,8]
["OEH53E","10kW以上","E",53,280,14.84,19.899999999999999,14.8,1,3,5.5,7,"",7,"",4.8,7,"",6,"",4.8,7,"",6,"",4.8,7,"",6,"",null,null,null,null,null,null,null,null,null,null,8]
["OEH54E","10kW以上","E",54,280,15.12,19.899999999999999,15.1,1,3,5.5,8,"",7,"",4.8,7,"",6,"",4.8,7,"",6,"",4.8,7,"",6,"",null,null,null,null,null,null,null,null,null,null,8]
["OEH55E","10kW以上","E",55,280,15.4,19.899999999999999,15.4,1,3,5.5,8,"",7,"",4.8,7,"",7,"",4.8,7,"",6,"",4.8,7,"",6,"",null,null,null,null,null,null,null,null,null,null,8]
["OEH57E","10kW以上","E",57,280,15.96,19.899999999999999,15.9,1,3,5.5,8,"",7,"",4.8,7,"",7,"",4.8,7,"",7,"",4.8,7,"",7,"",null,null,null,null,null,null,null,null,null,null,8]
["OEH58E","10kW以上","E",58,280,16.239999999999998,19.899999999999999,16.2,1,3,5.5,8,"",8,"",4.8,7,"",7,"",4.8,7,"",7,"",4.8,7,"",7,"",null,null,null,null,null,null,null,null,null,null,8]
["OEH60E","10kW以上","E",60,280,16.8,20.6,16.8,2,2,5.5,8,"",8,"",5.5,8,"",8,"",4.8,7,"",7,"",4.8,7,"",7,null,null,null,null,null,null,null,null,null,null,null,8]
["OEH61E","10kW以上","E",61,280,17.079999999999998,21.3,17,3,1,5.5,8,"",8,"",5.5,8,"",8,"",5.5,8,"",7,"",4.8,7,"",7,null,null,null,null,null,null,null,null,null,null,null,8]
["OEH62E","10kW以上","E",62,280,17.36,21.3,17.3,3,1,5.5,8,"",8,"",5.5,8,"",8,"",5.5,8,"",8,"",4.8,7,"",7,null,null,null,null,null,null,null,null,null,null,null,8]
["OEH63E","10kW以上","E",63,280,17.64,22,17.600000000000001,4,"",5.5,8,"",8,"",5.5,8,"",8,"",5.5,8,"",8,"",5.5,8,"",7,null,null,null,null,null,null,null,null,null,null,null,8]
["OEH65E","10kW以上","E",65,280,18.2,25.4,18.2,2,3,5.5,7,"",7,"",5.5,7,"",7,"",4.8,7,"",6,"",4.8,6,"",6,"",4.8,6,"",6,"",null,null,null,null,null,10]
["OEH66E","10kW以上","E",66,280,18.48,25.4,18.399999999999999,2,3,5.5,7,"",7,"",5.5,7,"",7,"",4.8,7,"",6,"",4.8,7,"",6,"",4.8,6,"",6,"",null,null,null,null,null,10]
["OEH68E","10kW以上","E",68,280,19.04,25.4,19,2,3,5.5,8,"",7,"",5.5,7,"",7,"",4.8,7,"",6,"",4.8,7,"",6,"",4.8,7,"",6,"",null,null,null,null,null,10]
["OEH69E","10kW以上","E",69,280,19.32,25.4,19.3,2,3,5.5,8,"",7,"",5.5,8,"",7,"",4.8,7,"",6,"",4.8,7,"",6,"",4.8,7,"",6,"",null,null,null,null,null,10]
["OEH70E","10kW以上","E",70,280,19.600000000000001,25.4,19.600000000000001,2,3,5.5,8,"",7,"",5.5,8,"",7,"",4.8,7,"",7,"",4.8,7,"",6,"",4.8,7,"",6,"",null,null,null,null,null,10]
["OEH71E","10kW以上","E",71,280,19.88,25.4,19.8,2,3,5.5,8,"",7,"",5.5,8,"",7,"",4.8,7,"",7,"",4.8,7,"",7,"",4.8,7,"",6,"",null,null,null,null,null,10]
["OEH73E","10kW以上","E",73,280,20.440000000000001,25.4,20.399999999999999,2,3,5.5,8,"",8,"",5.5,8,"",7,"",4.8,7,"",7,"",4.8,7,"",7,"",4.8,7,"",7,"",null,null,null,null,null,10]
["OEH74E","10kW以上","E",74,280,20.72,25.4,20.7,2,3,5.5,8,"",8,"",5.5,8,"",8,"",4.8,7,"",7,"",4.8,7,"",7,"",4.8,7,"",7,"",null,null,null,null,null,10]
["OEH76E","10kW以上","E",76,280,21.28,26.1,21.2,3,2,5.5,8,"",8,"",5.5,8,"",8,"",5.5,8,"",8,"",4.8,7,"",7,"",4.8,7,"",7,"",null,null,null,null,null,10]
["OEH77E","10kW以上","E",77,280,21.56,26.8,21.5,4,1,5.5,8,"",8,"",5.5,8,"",8,"",5.5,8,"",8,"",5.5,8,"",7,"",4.8,7,"",7,"",null,null,null,null,null,10]
["OEH78E","10kW以上","E",78,280,21.84,26.8,21.8,4,1,5.5,8,"",8,"",5.5,8,"",8,"",5.5,8,"",8,"",5.5,8,"",8,"",4.8,7,"",7,"",null,null,null,null,null,10]
["OEH79E","10kW以上","E",79,280,22.12,27.5,22.1,5,"",5.5,8,"",8,"",5.5,8,"",8,"",5.5,8,"",8,"",5.5,8,"",8,"",5.5,8,"",7,null,null,null,null,null,null,10]
["OEH81E","10kW以上","E",81,280,22.68,30.9,22.6,3,3,5.5,7,"",7,"",5.5,7,"",7,"",5.5,7,"",7,"",4.8,7,"",6,"",4.8,7,"",6,"",4.8,7,"",6,"",12]
["OEH82E","10kW以上","E",82,280,22.96,30.9,22.9,3,3,5.5,8,"",7,"",5.5,7,"",7,"",5.5,7,"",7,"",4.8,7,"",6,"",4.8,7,"",6,"",4.8,7,"",6,"",12]
["OEH84E","10kW以上","E",84,280,23.52,30.9,23.5,3,3,5.5,8,"",7,"",5.5,8,"",7,"",5.5,8,"",7,"",4.8,7,"",6,"",4.8,7,"",6,"",4.8,7,"",6,"",12]
["OEH85E","10kW以上","E",85,280,23.8,30.9,23.8,3,3,5.5,8,"",7,"",5.5,8,"",7,"",5.5,8,"",7,"",4.8,7,"",7,"",4.8,7,"",6,"",4.8,7,"",6,"",12]
["OEH86E","10kW以上","E",86,280,24.08,30.9,24,3,3,5.5,8,"",7,"",5.5,8,"",7,"",5.5,8,"",7,"",4.8,7,"",7,"",4.8,7,"",7,"",4.8,7,"",6,"",12]
["OEH87E","10kW以上","E",87,280,24.36,30.9,24.3,3,3,5.5,8,"",7,"",5.5,8,"",7,"",5.5,8,"",7,"",4.8,7,"",7,"",4.8,7,"",7,"",4.8,7,"",7,"",12]
["OEH89E","10kW以上","E",89,280,24.92,30.9,24.9,3,3,5.5,8,"",8,"",5.5,8,"",8,"",5.5,8,"",7,"",4.8,7,"",7,"",4.8,7,"",7,"",4.8,7,"",7,"",12]
["OEH90E","10kW以上","E",90,280,25.2,30.9,25.2,3,3,5.5,8,"",8,"",5.5,8,"",8,"",5.5,8,"",8,"",4.8,7,"",7,"",4.8,7,"",7,"",4.8,7,"",7,"",12]
["OEH92E","10kW以上","E",92,280,25.76,31.6,25.7,4,2,5.5,8,"",8,"",5.5,8,"",8,"",5.5,8,"",8,"",5.5,8,"",8,"",4.8,7,"",7,"",4.8,7,"",7,"",12]
["OEH93E","10kW以上","E",93,280,26.04,32.299999999999997,26,5,1,5.5,8,"",8,"",5.5,8,"",8,"",5.5,8,"",8,"",5.5,8,"",8,"",5.5,8,"",7,"",4.8,7,"",7,"",12]
["OEH94E","10kW以上","E",94,280,26.32,32.299999999999997,26.3,5,1,5.5,8,"",8,"",5.5,8,"",8,"",5.5,8,"",8,"",5.5,8,"",8,"",5.5,8,"",8,"",4.8,7,"",7,"",12]
["OEH95E","10kW以上","E",95,280,26.6,33,26.6,6,"",5.5,8,"",8,"",5.5,8,"",8,"",5.5,8,"",8,"",5.5,8,"",8,"",5.5,8,"",8,"",5.5,8,"",7,"",12]
["OEL15D","10kW未満","D",15,280,4.2,4.8,4.2,"",1,4.8,8,"",7,"","","","","","","","","","","","","","","","","","","","","","","","","","",2]
["OEL16D","10kW未満","D",16,280,4.4800000000000004,4.8,4.4000000000000004,"",1,4.8,8,"",8,"","","","","","","","","","","","","","","","","","","","","","","","","","",2]
["OEL18D","10kW未満","D",18,280,5.04,5.5,5,1,"",5.5,9,"",9,"","","","","","","","","","","","","","","","","","","","","","","","","","",2]
["OEL29D","10kW未満","D",29,280,8.1199999999999992,9.6,8.1,"",2,4.8,8,"",7,"",4.8,7,"",7,"","","","","","","","","","","","","","","","","","","","","",4]
["OEL30D","10kW未満","D",30,280,8.4,9.6,8.4,"",2,4.8,8,"",7,"",4.8,8,"",7,"","","","","","","","","","","","","","","","","","","","","",4]
["OEL31D","10kW未満","D",31,280,8.68,9.6,8.6,"",2,4.8,8,null,8,null,4.8,8,null,7,"","","","","","","","","","","","","","","","","","","","","",4]
["OEL33D","10kW未満","D",33,280,9.24,10.3,9.1999999999999993,1,1,5.5,9,null,9,null,4.8,8,"",7,"","","","","","","","","","","","","","","","","","","","","",4]
["OEL34D","10kW未満","D",34,280,9.52,10.3,9.5,1,1,5.5,9,null,9,null,4.8,8,null,8,null,"","","","","","","","","","","","","","","","","","","","",4]
["OEH36D","10kW以上","D",36,280,10.08,11,10,2,"",5.5,9,null,9,null,5.5,9,null,9,null,null,null,null,null,null,null,"","","","","","","","","","","","","","",4]
["OEH43D","10kW以上","D",43,280,12.04,14.399999999999999,12,"",3,4.8,8,null,7,null,4.8,7,null,7,null,4.8,7,null,7,null,"","","","","","","","","","","","","","","",6]
["OEH44D","10kW以上","D",44,280,12.32,14.399999999999999,12.3,"",3,4.8,8,null,7,null,4.8,8,null,7,null,4.8,7,null,7,null,null,null,null,null,null,null,null,null,null,null,null,null,null,null,null,6]
["OEH45D","10kW以上","D",45,280,12.6,14.399999999999999,12.6,"",3,4.8,8,null,7,null,4.8,8,null,7,null,4.8,8,null,7,null,null,null,null,null,null,null,null,null,null,null,null,null,null,null,null,6]
["OEH47D","10kW以上","D",47,280,13.16,14.399999999999999,13.1,"",3,4.8,8,null,8,null,4.8,8,null,8,null,4.8,8,null,7,null,null,null,null,null,null,null,null,null,null,null,null,null,null,null,null,6]
["OEH48D","10kW以上","D",48,280,13.44,14.399999999999999,13.4,"",3,4.8,8,null,8,null,4.8,8,null,8,null,4.8,8,null,8,null,null,null,null,null,null,null,null,null,null,null,null,null,null,null,null,6]
["OEH50D","10kW以上","D",50,280,14,15.1,14,1,2,5.5,9,null,9,null,4.8,8,null,8,null,4.8,8,null,8,null,null,null,null,null,null,null,null,null,null,null,null,null,null,null,null,6]
["OEH51D","10kW以上","D",51,280,14.28,15.8,14.2,2,1,5.5,9,null,9,null,5.5,9,null,8,null,4.8,8,null,8,null,null,null,null,null,null,null,null,null,null,null,null,null,null,null,null,6]
["OEH52D","10kW以上","D",52,280,14.56,15.8,14.5,2,1,5.5,9,null,9,null,5.5,9,null,9,null,4.8,8,null,8,null,null,null,null,null,null,null,null,null,null,null,null,null,null,null,null,6]
["OEH53D","10kW以上","D",53,280,14.84,16.5,14.8,3,"",5.5,9,null,9,null,5.5,9,null,9,null,5.5,9,null,8,null,null,null,null,null,null,null,null,null,null,null,null,null,null,null,null,6]
["OEH59D","10kW以上","D",59,280,16.52,19.899999999999999,16.5,1,3,5.5,8,null,8,null,4.8,8,null,7,null,4.8,7,null,7,null,4.8,7,null,7,null,null,null,null,null,null,null,null,null,null,null,8]
["OEH60D","10kW以上","D",60,280,16.8,19.899999999999999,16.8,1,3,5.5,8,null,8,null,4.8,8,null,7,null,4.8,8,null,7,null,4.8,7,null,7,null,null,null,null,null,null,null,null,null,null,null,8]
["OEH62D","10kW以上","D",62,280,17.36,19.899999999999999,17.3,1,3,5.5,9,null,8,null,4.8,8,null,7,null,4.8,8,null,7,null,4.8,8,null,7,null,null,null,null,null,null,null,null,null,null,null,8]
["OEH63D","10kW以上","D",63,280,17.64,19.899999999999999,17.600000000000001,1,3,5.5,9,null,8,null,4.8,8,null,8,null,4.8,8,null,7,null,4.8,8,null,7,null,null,null,null,null,null,null,null,null,null,null,8]
["OEH64D","10kW以上","D",64,280,17.920000000000002,19.899999999999999,17.899999999999999,1,3,5.5,9,null,8,null,4.8,8,null,8,null,4.8,8,null,8,null,4.8,8,null,7,null,null,null,null,null,null,null,null,null,null,null,8]
["OEH65D","10kW以上","D",65,280,18.2,19.899999999999999,18.2,1,3,5.5,9,null,8,null,4.8,8,null,8,null,4.8,8,null,8,null,4.8,8,null,8,null,null,null,null,null,null,null,null,null,null,null,8]
["OEH67D","10kW以上","D",67,280,18.760000000000002,20.6,18.7,2,2,5.5,9,null,9,null,5.5,9,null,8,null,4.8,8,null,8,null,4.8,8,null,8,null,null,null,null,null,null,null,null,null,null,null,8]
["OEH68D","10kW以上","D",68,280,19.04,20.6,19,2,2,5.5,9,null,9,null,5.5,9,null,9,null,4.8,8,null,8,null,4.8,8,null,8,null,null,null,null,null,null,null,null,null,null,null,8]
["OEH70D","10kW以上","D",70,280,19.600000000000001,21.3,19.600000000000001,3,1,5.5,9,null,9,null,5.5,9,null,9,null,5.5,9,null,9,null,4.8,8,null,8,null,null,null,null,null,null,null,null,null,null,null,8]
["OEH71D","10kW以上","D",71,280,19.88,22,19.8,4,"",5.5,9,null,9,null,5.5,9,null,9,null,5.5,9,null,9,null,5.5,9,null,8,null,null,null,null,null,null,null,null,null,null,null,8]
["OEH72D","10kW以上","D",72,280,20.16,22,20.100000000000001,4,"",5.5,9,null,9,null,5.5,9,null,9,null,5.5,9,null,9,null,5.5,9,null,9,null,null,null,null,null,null,null,null,null,null,null,8]
["OEH75D","10kW以上","D",75,280,21,25.4,21,2,3,5.5,8,null,8,null,5.5,8,null,8,null,4.8,8,null,7,null,4.8,7,null,7,null,4.8,7,null,7,null,null,null,null,null,null,10]
["OEH77D","10kW以上","D",77,280,21.56,25.4,21.5,2,3,5.5,8,null,8,null,5.5,8,null,8,null,4.8,8,null,7,null,4.8,8,null,7,null,4.8,8,null,7,null,null,null,null,null,null,10]
["OEH78D","10kW以上","D",78,280,21.84,25.4,21.8,2,3,5.5,9,null,8,null,5.5,8,null,8,null,4.8,8,null,7,null,4.8,8,null,7,null,4.8,8,null,7,null,null,null,null,null,null,10]
["OEH80D","10kW以上","D",80,280,22.4,25.4,22.4,2,3,5.5,9,null,8,null,5.5,9,null,8,null,4.8,8,null,8,null,4.8,8,null,7,null,4.8,8,null,7,null,null,null,null,null,null,10]
["OEH81D","10kW以上","D",81,280,22.68,25.4,22.6,2,3,5.5,9,null,8,null,5.5,9,null,8,null,4.8,8,null,8,null,4.8,8,null,8,null,4.8,8,null,7,null,null,null,null,null,null,10]
["OEH82D","10kW以上","D",82,280,22.96,25.4,22.9,2,3,5.5,9,null,8,null,5.5,9,null,8,null,4.8,8,null,8,null,4.8,8,null,8,null,4.8,8,null,8,null,null,null,null,null,null,10]
["OEH83D","10kW以上","D",83,280,23.24,25.4,23.2,2,3,5.5,9,null,9,null,5.5,9,null,8,null,4.8,8,null,8,null,4.8,8,null,8,null,4.8,8,null,8,null,null,null,null,null,null,10]
["OEH85D","10kW以上","D",85,280,23.8,26.1,23.8,3,2,5.5,9,null,9,null,5.5,9,null,9,null,5.5,9,null,8,null,4.8,8,null,8,null,4.8,8,null,8,null,null,null,null,null,null,10]
["OEH86D","10kW以上","D",86,280,24.08,26.1,24,3,2,5.5,9,null,9,null,5.5,9,null,9,null,5.5,9,null,9,null,4.8,8,null,8,null,4.8,8,null,8,null,null,null,null,null,null,10]
["OEH88D","10kW以上","D",88,280,24.64,26.8,24.6,4,1,5.5,9,null,9,null,5.5,9,null,9,null,5.5,9,null,9,null,5.5,9,null,9,null,4.8,8,null,8,null,null,null,null,null,null,10]
["OEH89D","10kW以上","D",89,280,24.92,27.5,24.9,5,"",5.5,9,null,9,null,5.5,9,null,9,null,5.5,9,null,9,null,5.5,9,null,9,null,5.5,9,null,8,null,null,null,null,null,null,10]
["OEH90D","10kW以上","D",90,280,25.2,27.5,25.2,5,"",5.5,9,null,9,null,5.5,9,null,9,null,5.5,9,null,9,null,5.5,9,null,9,null,5.5,9,null,9,null,null,null,null,null,null,10]
["OEH91D","10kW以上","D",91,280,25.48,30.9,25.4,3,3,5.5,8,null,8,null,5.5,8,null,8,null,5.5,8,null,8,null,4.8,8,null,7,null,4.8,7,null,7,null,4.8,7,null,7,null,12]
["OEH93D","10kW以上","D",93,280,26.04,30.9,26,3,3,5.5,8,null,8,null,5.5,8,null,8,null,5.5,8,null,8,null,4.8,8,null,7,null,4.8,8,null,7,null,4.8,8,null,7,null,12]
["OEH94D","10kW以上","D",94,280,26.32,30.9,26.3,3,3,5.5,9,null,8,null,5.5,8,null,8,null,5.5,8,null,8,null,4.8,8,null,7,null,4.8,8,null,7,null,4.8,8,null,7,null,12]
["OEH96D","10kW以上","D",96,280,26.88,30.9,26.8,3,3,5.5,9,null,8,null,5.5,9,null,8,null,5.5,9,null,8,null,4.8,8,null,7,null,4.8,8,null,7,null,4.8,8,null,7,null,12]
["OEH97D","10kW以上","D",97,280,27.16,30.9,27.1,3,3,5.5,9,null,8,null,5.5,9,null,8,null,5.5,9,null,8,null,4.8,8,null,8,null,4.8,8,null,7,null,4.8,8,null,7,null,12]
["OEH98D","10kW以上","D",98,280,27.44,30.9,27.4,3,3,5.5,9,null,8,null,5.5,9,null,8,null,5.5,9,null,8,null,4.8,8,null,8,null,4.8,8,null,8,null,4.8,8,null,7,null,12]
["OEH99D","10kW以上","D",99,280,27.72,30.9,27.7,3,3,5.5,9,null,8,null,5.5,9,null,8,null,5.5,9,null,8,null,4.8,8,null,8,null,4.8,8,null,8,null,4.8,8,null,8,null,12]
["OEH101D","10kW以上","D",101,280,28.28,30.9,28.2,3,3,5.5,9,null,9,null,5.5,9,null,9,null,5.5,9,null,8,null,4.8,8,null,8,null,4.8,8,null,8,null,4.8,8,null,8,null,12]
["OEH102D","10kW以上","D",102,280,28.56,30.9,28.5,3,3,5.5,9,null,9,null,5.5,9,null,9,null,5.5,9,null,9,null,4.8,8,null,8,null,4.8,8,null,8,null,4.8,8,null,8,null,12]
["OEH104D","10kW以上","D",104,280,29.12,31.6,29.1,4,2,5.5,9,null,9,null,5.5,9,null,9,null,5.5,9,null,9,null,5.5,9,null,9,null,4.8,8,null,8,null,4.8,8,null,8,null,12]
["OEH105D","10kW以上","D",105,280,29.4,32.299999999999997,29.4,5,1,5.5,9,null,9,null,5.5,9,null,9,null,5.5,9,null,9,null,5.5,9,null,9,null,5.5,9,null,8,null,4.8,8,null,8,null,12]
["OEH106D","10kW以上","D",106,280,29.68,32.299999999999997,29.6,5,1,5.5,9,null,9,null,5.5,9,null,9,null,5.5,9,null,9,null,5.5,9,null,9,null,5.5,9,null,9,null,4.8,8,null,8,null,12]
["OEH107D","10kW以上","D",107,280,29.96,33,29.9,6,"",5.5,9,null,9,null,5.5,9,null,9,null,5.5,9,null,9,null,5.5,9,null,9,null,5.5,9,null,9,null,5.5,9,null,8,null,12]
["OEL17C","10kW未満","C",17,280,4.76,4.8,4.7,"",1,4.8,9,"",8,"","","","","","","","","","","","","","","","","","","","","","","","","","",2]
["OEL18C","10kW未満","C",18,280,5.04,4.8,4.8,"",1,4.8,9,"",9,"","","","","","","","","","","","","","","","","","","","","","","","","","",2]
["OEL20C","10kW未満","C",20,280,5.6,5.5,5.5,1,"",5.5,7,7,6,null,"","","","","","","","","","","","","","","","","","","","","","","","","",3]
["OEL21C","10kW未満","C",21,280,5.88,5.5,5.5,1,"",5.5,7,7,7,null,"","","","","","","","","","","","","","","","","","","","","","","","","",3]
["OEL33C","10kW未満","C",33,280,9.24,9.6,9.1999999999999993,"",2,4.8,9,"",8,"",4.8,8,"",8,"","","","","","","","","","","","","","","","","","","","","",4]
["OEL34C","10kW未満","C",34,280,9.52,9.6,9.5,"",2,4.8,9,"",8,"",4.8,9,"",8,"","","","","","","","","","","","","","","","","","","","","",4]
["OEL36C","10kW未満","C",36,280,10.08,9.6,9.6,"",2,4.8,9,"",9,"",4.8,9,"",9,"","","","","","","","","","","","","","","","","","","","","",4]
["OEH37C","10kW以上","C",37,280,10.36,10.3,10.199999999999999,1,1,5.5,7,7,6,null,4.8,9,"",8,"","","","","","","","","","","","","","","","","","","","","",5]
["OEH39C","10kW以上","C",39,280,10.92,10.3,10.3,1,1,5.5,7,7,7,null,4.8,9,null,9,"","","","","","","","","","","","","","","","","","","","","",5]
["OEH40C","10kW以上","C",40,280,11.2,11,11,2,"",5.5,7,7,6,null,5.5,7,7,6,null,null,null,null,null,null,null,null,null,null,null,null,null,null,null,null,null,null,null,null,null,6]
["OEH41C","10kW以上","C",41,280,11.48,11,11,2,"",5.5,7,7,7,null,5.5,7,7,6,null,null,null,null,null,null,null,null,null,null,null,null,null,null,null,null,null,null,null,null,null,6]
["OEH42C","10kW以上","C",42,280,11.76,11,11,2,"",5.5,7,7,7,null,5.5,7,7,7,null,null,null,null,null,null,null,null,null,null,null,null,null,null,null,null,null,null,null,null,null,6]
["OEH50C","10kW以上","C",50,280,14,14.399999999999999,14,"",3,4.8,9,null,8,"",4.8,9,null,8,"",4.8,8,null,8,"",null,null,null,null,null,null,null,null,null,null,null,null,null,null,null,6]
["OEH51C","10kW以上","C",51,280,14.28,14.399999999999999,14.2,"",3,4.8,9,null,8,"",4.8,9,null,8,"",4.8,9,null,8,"",null,null,null,null,null,null,null,null,null,null,null,null,null,null,null,6]
["OEH52C","10kW以上","C",52,280,14.56,14.399999999999999,14.3,"",3,4.8,9,null,9,"",4.8,9,null,8,"",4.8,9,null,8,"",null,null,null,null,null,null,null,null,null,null,null,null,null,null,null,6]
["OEH53C","10kW以上","C",53,280,14.84,14.399999999999999,14.3,"",3,4.8,9,null,9,"",4.8,9,null,9,"",4.8,9,null,8,"",null,null,null,null,null,null,null,null,null,null,null,null,null,null,null,6]
["OEH55C","10kW以上","C",55,280,15.4,15.1,15,1,2,5.5,7,7,6,null,4.8,9,null,9,"",4.8,9,null,8,"",null,null,null,null,null,null,null,null,null,null,null,null,null,null,null,7]
["OEH56C","10kW以上","C",56,280,15.68,15.1,15.1,1,2,5.5,7,7,6,null,4.8,9,null,9,"",4.8,9,null,9,"",null,null,null,null,null,null,null,null,null,null,null,null,null,null,null,7]
["OEH58C","10kW以上","C",58,280,16.239999999999998,15.8,15.8,2,1,5.5,7,7,6,null,5.5,7,7,6,null,4.8,9,null,9,"",null,null,null,null,null,null,null,null,null,null,null,null,null,null,null,8]
["OEH59C","10kW以上","C",59,280,16.52,15.8,15.8,2,1,5.5,7,7,7,null,5.5,7,7,6,null,4.8,9,null,9,"",null,null,null,null,null,null,null,null,null,null,null,null,null,null,null,8]
["OEH60C","10kW以上","C",60,280,16.8,15.8,15.8,2,1,5.5,7,7,7,null,5.5,7,7,7,null,4.8,9,null,9,"",null,null,null,null,null,null,null,null,null,null,null,null,null,null,null,8]
["OEH61C","10kW以上","C",61,280,17.079999999999998,16.5,16.5,3,"",5.5,7,7,7,null,5.5,7,7,6,null,5.5,7,7,6,null,null,null,null,null,null,null,null,null,null,null,null,null,null,null,null,9]
["OEH63C","10kW以上","C",63,280,17.64,16.5,16.5,3,"",5.5,7,7,7,null,5.5,7,7,7,null,5.5,7,7,7,null,null,null,null,null,null,null,null,null,null,null,null,null,null,null,null,9]
["OEH67C","10kW以上","C",67,280,18.760000000000002,19.899999999999999,18.7,1,3,5.5,7,null,6,6,4.8,8,null,8,"",4.8,8,null,8,"",4.8,8,null,8,"",null,null,null,null,null,null,null,null,null,null,9]
["OEH69C","10kW以上","C",69,280,19.32,19.899999999999999,19.3,1,3,5.5,7,null,6,6,4.8,9,null,8,"",4.8,9,null,8,"",4.8,8,null,8,"",null,null,null,null,null,null,null,null,null,null,9]
["OEH70C","10kW以上","C",70,280,19.600000000000001,19.899999999999999,19.600000000000001,1,3,5.5,7,null,6,6,4.8,9,null,8,"",4.8,9,null,8,"",4.8,9,null,8,"",null,null,null,null,null,null,null,null,null,null,9]
["OEH71C","10kW以上","C",71,280,19.88,19.899999999999999,19.7,1,3,5.5,7,7,6,null,4.8,9,null,8,"",4.8,9,null,8,"",4.8,9,null,8,"",null,null,null,null,null,null,null,null,null,null,9]
["OEH72C","10kW以上","C",72,280,20.16,19.899999999999999,19.8,1,3,5.5,7,7,6,null,4.8,9,null,9,"",4.8,9,null,8,"",4.8,9,null,8,"",null,null,null,null,null,null,null,null,null,null,9]
["OEH74C","10kW以上","C",74,280,20.72,19.899999999999999,19.899999999999999,1,3,5.5,7,7,6,null,4.8,9,null,9,"",4.8,9,null,9,"",4.8,9,null,9,"",null,null,null,null,null,null,null,null,null,null,9]
["OEH75C","10kW以上","C",75,280,21,19.899999999999999,19.899999999999999,1,3,5.5,7,7,7,null,4.8,9,null,9,"",4.8,9,null,9,"",4.8,9,null,9,"",null,null,null,null,null,null,null,null,null,null,9]
["OEH77C","10kW以上","C",77,280,21.56,20.6,20.6,2,2,5.5,7,7,7,null,5.5,7,7,6,null,4.8,9,null,9,"",4.8,9,null,9,"",null,null,null,null,null,null,null,null,null,null,10]
["OEH78C","10kW以上","C",78,280,21.84,20.6,20.6,2,2,5.5,7,7,7,null,5.5,7,7,7,null,4.8,9,null,9,"",4.8,9,null,9,"",null,null,null,null,null,null,null,null,null,null,10]
["OEH79C","10kW以上","C",79,280,22.12,21.3,21.3,3,1,5.5,7,7,7,null,5.5,7,7,6,null,5.5,7,7,6,null,4.8,9,null,9,"",null,null,null,null,null,null,null,null,null,null,11]
["OEH80C","10kW以上","C",80,280,22.4,21.3,21.3,3,1,5.5,7,7,7,null,5.5,7,7,7,null,5.5,7,7,6,null,4.8,9,null,9,"",null,null,null,null,null,null,null,null,null,null,11]
["OEH82C","10kW以上","C",82,280,22.96,22,22,4,"",5.5,7,7,7,null,5.5,7,7,7,null,5.5,7,7,6,null,5.5,7,7,6,null,null,null,null,null,null,null,null,null,null,null,12]
["OEH83C","10kW以上","C",83,280,23.24,22,22,4,"",5.5,7,7,7,null,5.5,7,7,7,null,5.5,7,7,7,null,5.5,7,7,6,null,null,null,null,null,null,null,null,null,null,null,12]
["OEH85C","10kW以上","C",85,280,23.8,25.4,23.8,2,3,5.5,7,null,6,6,5.5,9,null,9,null,4.8,8,null,8,"",4.8,8,null,8,"",4.8,8,null,8,null,null,null,null,null,null,11]
["OEH86C","10kW以上","C",86,280,24.08,25.4,24,2,3,5.5,7,null,6,6,5.5,7,null,6,6,4.8,8,null,8,"",4.8,8,null,8,"",4.8,8,null,8,null,null,null,null,null,null,12]
["OEH87C","10kW以上","C",87,280,24.36,25.4,24.3,2,3,5.5,7,null,6,6,5.5,7,null,6,6,4.8,9,null,8,"",4.8,8,null,8,"",4.8,8,null,8,null,null,null,null,null,null,12]
["OEH88C","10kW以上","C",88,280,24.64,25.4,24.6,2,3,5.5,7,null,6,6,5.5,7,null,6,6,4.8,9,null,8,"",4.8,9,null,8,"",4.8,8,null,8,null,null,null,null,null,null,12]
["OEH90C","10kW以上","C",90,280,25.2,25.4,25.1,2,3,5.5,7,7,6,null,5.5,7,null,6,6,4.8,9,null,8,"",4.8,9,null,8,"",4.8,9,null,8,null,null,null,null,null,null,12]
["OEH91C","10kW以上","C",91,280,25.48,25.4,25.2,2,3,5.5,7,7,6,null,5.5,7,7,6,null,4.8,9,null,8,"",4.8,9,null,8,"",4.8,9,null,8,null,null,null,null,null,null,12]
["OEH93C","10kW以上","C",93,280,26.04,25.4,25.3,2,3,5.5,7,7,6,null,5.5,7,7,6,null,4.8,9,null,9,"",4.8,9,null,9,"",4.8,9,null,8,null,null,null,null,null,null,12]
["OEH94C","10kW以上","C",94,280,26.32,25.4,25.4,2,3,5.5,7,7,6,null,5.5,7,7,6,null,4.8,9,null,9,"",4.8,9,null,9,"",4.8,9,null,9,null,null,null,null,null,null,12]
["OEH95C","10kW以上","C",95,280,26.6,25.4,25.4,2,3,5.5,7,7,7,null,5.5,7,7,6,null,4.8,9,null,9,"",4.8,9,null,9,"",4.8,9,null,9,null,null,null,null,null,null,12]
["OEH96C","10kW以上","C",96,280,26.88,25.4,25.4,2,3,5.5,7,7,7,null,5.5,7,7,7,null,4.8,9,null,9,"",4.8,9,null,9,"",4.8,9,null,9,"",null,null,null,null,null,12]
["OEH98C","10kW以上","C",98,280,27.44,26.1,26.1,3,2,5.5,7,7,7,null,5.5,7,7,7,null,5.5,7,7,6,null,4.8,9,null,9,"",4.8,9,null,9,null,null,null,null,null,null,13]
["OEH99C","10kW以上","C",99,280,27.72,26.1,26.1,3,2,5.5,7,7,7,null,5.5,7,7,7,null,5.5,7,7,7,null,4.8,9,null,9,"",4.8,9,null,9,"",null,null,null,null,null,13]
["OEH101C","10kW以上","C",101,280,28.28,26.8,26.8,4,1,5.5,7,7,7,null,5.5,7,7,7,null,5.5,7,7,7,null,5.5,7,7,6,null,4.8,9,null,9,null,null,null,null,null,null,14]
["OEH102C","10kW以上","C",102,280,28.56,26.8,26.8,4,1,5.5,7,7,7,null,5.5,7,7,7,null,5.5,7,7,7,null,5.5,7,7,7,null,4.8,9,null,9,"",null,null,null,null,null,14]
["OEH103C","10kW以上","C",103,280,28.84,27.5,27.5,5,"",5.5,7,7,7,null,5.5,7,7,7,null,5.5,7,7,7,null,5.5,7,7,6,null,5.5,7,7,6,null,null,null,null,null,null,15]
["OEH104C","10kW以上","C",104,280,29.12,27.5,27.5,5,"",5.5,7,7,7,null,5.5,7,7,7,null,5.5,7,7,7,null,5.5,7,7,7,null,5.5,7,7,6,null,null,null,null,null,null,15]
["OEH106C","10kW以上","C",106,280,29.68,30.9,29.6,3,3,5.5,7,null,6,6,5.5,7,null,6,6,5.5,7,null,6,6,4.8,9,null,8,"",4.8,8,null,8,"",4.8,8,null,8,"",15]
["OEH107C","10kW以上","C",107,280,29.96,30.9,29.9,3,3,5.5,7,null,6,6,5.5,7,null,6,6,5.5,7,null,6,6,4.8,9,null,8,"",4.8,9,null,8,"",4.8,8,null,8,"",15]
["OEH109C","10kW以上","C",109,280,30.52,30.9,30.4,3,3,5.5,7,7,6,null,5.5,7,null,6,6,5.5,7,null,6,6,4.8,9,null,8,"",4.8,9,null,8,"",4.8,9,null,8,"",15]
["OEH110C","10kW以上","C",110,280,30.8,30.9,30.6,3,3,5.5,7,7,6,null,5.5,7,7,6,null,5.5,7,null,6,6,4.8,9,null,8,"",4.8,9,null,8,"",4.8,9,null,8,"",15]
["OEH111C","10kW以上","C",111,280,31.08,30.9,30.7,3,3,5.5,7,7,6,null,5.5,7,7,6,null,5.5,7,7,6,null,4.8,9,null,8,"",4.8,9,null,8,"",4.8,9,null,8,"",15]
["OEH112C","10kW以上","C",112,280,31.36,30.9,30.8,3,3,5.5,7,7,6,null,5.5,7,7,6,null,5.5,7,7,6,null,4.8,9,null,9,"",4.8,9,null,8,"",4.8,9,null,8,"",15]
["OEH114C","10kW以上","C",114,280,31.92,30.9,30.9,3,3,5.5,7,7,6,null,5.5,7,7,6,null,5.5,7,7,6,null,4.8,9,null,9,"",4.8,9,null,9,"",4.8,9,null,9,"",15]
["OEH115C","10kW以上","C",115,280,32.200000000000003,30.9,30.9,3,3,5.5,7,7,7,null,5.5,7,7,6,null,5.5,7,7,6,null,4.8,9,null,9,"",4.8,9,null,9,"",4.8,9,null,9,"",15]
["OEH117C","10kW以上","C",117,280,32.76,30.9,30.9,3,3,5.5,7,7,7,null,5.5,7,7,7,null,5.5,7,7,7,null,4.8,9,null,9,"",4.8,9,null,9,"",4.8,9,null,9,"",15]
["OEH118C","10kW以上","C",118,280,33.04,31.6,31.6,4,2,5.5,7,7,7,null,5.5,7,7,7,null,5.5,7,7,6,null,5.5,7,7,6,null,4.8,9,null,9,"",4.8,9,null,9,"",16]
["OEH119C","10kW以上","C",119,280,33.32,31.6,31.6,4,2,5.5,7,7,7,null,5.5,7,7,7,null,5.5,7,7,7,null,5.5,7,7,6,null,4.8,9,null,9,"",4.8,9,null,9,"",16]
["OEH120C","10kW以上","C",120,280,33.6,31.6,31.6,4,2,5.5,7,7,7,null,5.5,7,7,7,null,5.5,7,7,7,null,5.5,7,7,7,null,4.8,9,null,9,"",4.8,9,null,9,"",16]
["OEL20B","10kW未満","B",20,280,5.6,4.8,4.8,"",1,4.8,7,7,6,null,"","","","","","","","","","","","","","","","","","","","","","","","","",3]
["OEL21B","10kW未満","B",21,280,5.88,4.8,4.8,"",1,4.8,7,7,7,"","","","","","","","","","","","","","","","","","","","","","","","","","",3]
["OEL23B","10kW未満","B",23,280,6.44,5.5,5.5,1,"",5.5,8,8,7,null,"","","","","","","","","","","","","","","","","","","","","","","","","",3]
["OEL24B","10kW未満","B",24,280,6.72,5.5,5.5,1,"",5.5,8,8,8,null,"","","","","","","","","","","","","","","","","","","","","","","","","",3]
["OEL37B","10kW未満","B",37,280,10.36,9.6,9.6,"",2,4.8,7,null,6,6,4.8,9,null,9,null,"","","","","","","","","","","","","","","","","","","","",5]
["OEL38B","10kW未満","B",38,280,10.64,9.6,9.6,"",2,4.8,7,null,6,6,4.8,7,null,6,6,"","","","","","","","","","","","","","","","","","","","",6]
["OEL40B","10kW未満","B",40,280,11.2,9.6,9.6,"",2,4.8,7,7,6,null,4.8,7,7,6,null,"","","","","","","","","","","","","","","","","","","","",6]
["OEL41B","10kW未満","B",41,280,11.48,9.6,9.6,"",2,4.8,7,7,7,null,4.8,7,7,6,null,"","","","","","","","","","","","","","","","","","","","",6]
["OEH40B","10kW以上","B",40,280,11.2,10.3,10.3,1,1,5.5,7,7,7,"",4.8,7,null,6,6,"","","","","","","","","","","","","","","","","","","","",6]
["OEH41B","10kW以上","B",41,280,11.48,10.3,10.3,1,1,5.5,8,null,7,7,4.8,7,null,6,6,"","","","","","","","","","","","","","","","","","","","",6]
["OEH42B","10kW以上","B",42,280,11.76,10.3,10.3,1,1,5.5,8,null,7,7,4.8,7,7,6,null,"","","","","","","","","","","","","","","","","","","","",6]
["OEH43B","10kW以上","B",43,280,12.04,10.3,10.3,1,1,5.5,8,8,7,null,4.8,7,7,6,null,"","","","","","","","","","","","","","","","","","","","",6]
["OEH45B","10kW以上","B",45,280,12.6,10.3,10.3,1,1,5.5,8,8,8,null,4.8,7,7,7,null,null,null,null,null,null,null,null,null,null,null,null,null,null,null,null,null,null,null,null,null,6]
["OEH46B","10kW以上","B",46,280,12.88,11,11,2,"",5.5,8,8,7,null,5.5,8,8,7,null,null,null,null,null,null,null,null,null,null,null,null,null,null,null,null,null,null,null,null,null,6]
["OEH48B","10kW以上","B",48,280,13.44,11,11,2,"",5.5,8,8,8,null,5.5,8,8,8,null,null,null,null,null,null,null,null,null,null,null,null,null,null,null,null,null,null,null,null,null,6]
["OEH55B","10kW以上","B",55,280,15.4,14.399999999999999,14.4,"",3,4.8,7,null,6,6,4.8,9,null,9,null,4.8,9,null,9,null,null,null,null,null,null,null,null,null,null,null,null,null,null,null,null,7]
["OEH56B","10kW以上","B",56,280,15.68,14.399999999999999,14.4,"",3,4.8,7,null,6,6,4.8,7,null,6,6,4.8,9,null,9,null,null,null,null,null,null,null,null,null,null,null,null,null,null,null,null,8]
["OEH57B","10kW以上","B",57,280,15.96,14.399999999999999,14.4,"",3,4.8,7,null,6,6,4.8,7,null,6,6,4.8,7,null,6,6,null,null,null,null,null,null,null,null,null,null,null,null,null,null,null,9]
["OEH59B","10kW以上","B",59,280,16.52,14.399999999999999,14.4,"",3,4.8,7,7,6,null,4.8,7,7,6,null,4.8,7,null,6,6,null,null,null,null,null,null,null,null,null,null,null,null,null,null,null,9]
["OEH60B","10kW以上","B",60,280,16.8,14.399999999999999,14.4,"",3,4.8,7,7,6,null,4.8,7,7,6,null,4.8,7,7,6,null,null,null,null,null,null,null,null,null,null,null,null,null,null,null,null,9]
["OEH62B","10kW以上","B",62,280,17.36,14.399999999999999,14.4,"",3,4.8,7,7,7,null,4.8,7,7,7,null,4.8,7,7,6,null,null,null,null,null,null,null,null,null,null,null,null,null,null,null,null,9]
["OEH63B","10kW以上","B",63,280,17.64,14.399999999999999,14.4,"",3,4.8,7,7,7,null,4.8,7,7,7,null,4.8,7,7,7,null,null,null,null,null,null,null,null,null,null,null,null,null,null,null,null,9]
["OEH64B","10kW以上","B",64,280,17.920000000000002,15.1,15.1,1,2,5.5,8,8,7,null,4.8,7,7,7,null,4.8,7,7,6,null,null,null,null,null,null,null,null,null,null,null,null,null,null,null,null,9]
["OEH65B","10kW以上","B",65,280,18.2,15.1,15.1,1,2,5.5,8,8,7,null,4.8,7,7,7,null,4.8,7,7,7,null,null,null,null,null,null,null,null,null,null,null,null,null,null,null,null,9]
["OEH67B","10kW以上","B",67,280,18.760000000000002,15.8,15.8,2,1,5.5,8,8,7,null,5.5,8,8,7,null,4.8,7,7,7,null,null,null,null,null,null,null,null,null,null,null,null,null,null,null,null,9]
["OEH68B","10kW以上","B",68,280,19.04,15.8,15.8,2,1,5.5,8,8,8,null,5.5,8,8,7,null,4.8,7,7,7,null,null,null,null,null,null,null,null,null,null,null,null,null,null,null,null,9]
["OEH70B","10kW以上","B",70,280,19.600000000000001,16.5,16.5,3,"",5.5,8,8,8,null,5.5,8,8,7,null,5.5,8,8,7,null,null,null,null,null,null,null,null,null,null,null,null,null,null,null,null,9]
["OEH71B","10kW以上","B",71,280,19.88,16.5,16.5,3,"",5.5,8,8,8,null,5.5,8,8,8,null,5.5,8,8,7,null,null,null,null,null,null,null,null,null,null,null,null,null,null,null,null,9]
["OEH72B","10kW以上","B",72,280,20.16,16.5,16.5,3,"",5.5,8,8,8,null,5.5,8,8,8,null,5.5,8,8,8,null,null,null,null,null,null,null,null,null,null,null,null,null,null,null,null,9]
["OEH76B","10kW以上","B",76,280,21.28,19.899999999999999,19.899999999999999,1,3,5.5,7,7,7,null,4.8,7,null,6,6,4.8,9,null,9,null,4.8,9,null,9,null,null,null,null,null,null,null,null,null,null,null,10]
["OEH78B","10kW以上","B",78,280,21.84,19.899999999999999,19.899999999999999,1,3,5.5,7,7,7,null,4.8,7,null,6,6,4.8,7,null,6,6,4.8,7,null,6,6,null,null,null,null,null,null,null,null,null,null,12]
["OEH79B","10kW以上","B",79,280,22.12,19.899999999999999,19.899999999999999,1,3,5.5,8,null,7,7,4.8,7,null,6,6,4.8,7,null,6,6,4.8,7,null,6,6,null,null,null,null,null,null,null,null,null,null,12]
["OEH81B","10kW以上","B",81,280,22.68,19.899999999999999,19.899999999999999,1,3,5.5,8,null,7,7,4.8,7,7,6,null,4.8,7,7,6,null,4.8,7,null,6,6,null,null,null,null,null,null,null,null,null,null,12]
["OEH82B","10kW以上","B",82,280,22.96,19.899999999999999,19.899999999999999,1,3,5.5,8,null,7,7,4.8,7,7,6,null,4.8,7,7,6,null,4.8,7,7,6,null,null,null,null,null,null,null,null,null,null,null,12]
["OEH83B","10kW以上","B",83,280,23.24,19.899999999999999,19.899999999999999,1,3,5.5,8,8,7,null,4.8,7,7,6,null,4.8,7,7,6,null,4.8,7,7,6,null,null,null,null,null,null,null,null,null,null,null,12]
["OEH84B","10kW以上","B",84,280,23.52,19.899999999999999,19.899999999999999,1,3,5.5,8,8,7,null,4.8,7,7,7,null,4.8,7,7,6,null,4.8,7,7,6,null,null,null,null,null,null,null,null,null,null,null,12]
["OEH86B","10kW以上","B",86,280,24.08,19.899999999999999,19.899999999999999,1,3,5.5,8,8,7,null,4.8,7,7,7,null,4.8,7,7,7,null,4.8,7,7,7,null,null,null,null,null,null,null,null,null,null,null,12]
["OEH87B","10kW以上","B",87,280,24.36,19.899999999999999,19.899999999999999,1,3,5.5,8,8,8,null,4.8,7,7,7,null,4.8,7,7,7,null,4.8,7,7,7,null,null,null,null,null,null,null,null,null,null,null,12]
["OEH89B","10kW以上","B",89,280,24.92,20.6,20.6,2,2,5.5,8,8,8,null,5.5,8,8,7,null,4.8,7,7,7,null,4.8,7,7,7,null,null,null,null,null,null,null,null,null,null,null,12]
["OEH90B","10kW以上","B",90,280,25.2,20.6,20.6,2,2,5.5,8,8,8,null,5.5,8,8,8,null,4.8,7,7,7,null,4.8,7,7,7,null,null,null,null,null,null,null,null,null,null,null,12]
["OEH91B","10kW以上","B",91,280,25.48,21.3,21.3,3,1,5.5,8,8,8,null,5.5,8,8,7,null,5.5,8,8,7,null,4.8,7,7,7,null,null,null,null,null,null,null,null,null,null,null,12]
["OEH92B","10kW以上","B",92,280,25.76,21.3,21.3,3,1,5.5,8,8,8,null,5.5,8,8,8,null,5.5,8,8,7,null,4.8,7,7,7,null,null,null,null,null,null,null,null,null,null,null,12]
["OEH94B","10kW以上","B",94,280,26.32,22,22,4,"",5.5,8,8,8,null,5.5,8,8,8,null,5.5,8,8,7,null,5.5,8,8,7,null,null,null,null,null,null,null,null,null,null,null,12]
["OEH95B","10kW以上","B",95,280,26.6,22,22,4,"",5.5,8,8,8,null,5.5,8,8,8,null,5.5,8,8,8,null,5.5,8,8,7,null,null,null,null,null,null,null,null,null,null,null,12]
["OEH97B","10kW以上","B",97,280,27.16,25.4,25.4,2,3,5.5,7,7,7,null,5.5,7,7,7,null,4.8,7,null,6,6,4.8,9,null,9,null,4.8,9,null,9,null,null,null,null,null,null,13]
["OEH98B","10kW以上","B",98,280,27.44,25.4,25.4,2,3,5.5,7,7,7,null,5.5,7,7,7,null,4.8,7,null,6,6,4.8,7,null,6,6,4.8,9,null,9,null,null,null,null,null,null,14]
["OEH99B","10kW以上","B",99,280,27.72,25.4,25.4,2,3,5.5,7,7,7,null,5.5,7,7,7,null,4.8,7,null,6,6,4.8,7,null,6,6,4.8,7,null,6,6,null,null,null,null,null,15]
["OEH100B","10kW以上","B",100,280,28,25.4,25.4,2,3,5.5,8,null,7,7,5.5,7,7,7,null,4.8,7,null,6,6,4.8,7,null,6,6,4.8,7,null,6,6,null,null,null,null,null,15]
["OEH102B","10kW以上","B",102,280,28.56,25.4,25.4,2,3,5.5,8,null,7,7,5.5,8,null,7,7,4.8,7,7,6,null,4.8,7,null,6,6,4.8,7,null,6,6,null,null,null,null,null,15]
["OEH103B","10kW以上","B",103,280,28.84,25.4,25.4,2,3,5.5,8,null,7,7,5.5,8,null,7,7,4.8,7,7,6,null,4.8,7,7,6,null,4.8,7,null,6,6,null,null,null,null,null,15]
["OEH105B","10kW以上","B",105,280,29.4,25.4,25.4,2,3,5.5,8,8,7,null,5.5,8,null,7,7,4.8,7,7,6,null,4.8,7,7,6,null,4.8,7,7,6,null,null,null,null,null,null,15]
["OEH106B","10kW以上","B",106,280,29.68,25.4,25.4,2,3,5.5,8,8,7,null,5.5,8,8,7,null,4.8,7,7,6,null,4.8,7,7,6,null,4.8,7,7,6,null,null,null,null,null,null,15]
["OEH107B","10kW以上","B",107,280,29.96,25.4,25.4,2,3,5.5,8,8,7,null,5.5,8,8,7,null,4.8,7,7,7,null,4.8,7,7,6,null,4.8,7,7,6,null,null,null,null,null,null,15]
["OEH108B","10kW以上","B",108,280,30.24,25.4,25.4,2,3,5.5,8,8,7,null,5.5,8,8,7,null,4.8,7,7,7,null,4.8,7,7,7,null,4.8,7,7,6,null,null,null,null,null,null,15]
["OEH110B","10kW以上","B",110,280,30.8,25.4,25.4,2,3,5.5,8,8,8,null,5.5,8,8,7,null,4.8,7,7,7,null,4.8,7,7,7,null,4.8,7,7,7,null,null,null,null,null,null,15]
["OEH111B","10kW以上","B",111,280,31.08,25.4,25.4,2,3,5.5,8,8,8,null,5.5,8,8,8,null,4.8,7,7,7,null,4.8,7,7,7,null,4.8,7,7,7,null,null,null,null,null,null,15]
["OEH113B","10kW以上","B",113,280,31.64,26.1,26.1,3,2,5.5,8,8,8,null,5.5,8,8,8,null,5.5,8,8,7,null,4.8,7,7,7,null,4.8,7,7,7,null,null,null,null,null,null,15]
["OEH114B","10kW以上","B",114,280,31.92,26.1,26.1,3,2,5.5,8,8,8,null,5.5,8,8,8,null,5.5,8,8,8,null,4.8,7,7,7,null,4.8,7,7,7,null,null,null,null,null,null,15]
["OEH115B","10kW以上","B",115,280,32.200000000000003,26.8,26.8,4,1,5.5,8,8,8,null,5.5,8,8,8,null,5.5,8,8,7,null,5.5,8,8,7,null,4.8,7,7,7,null,null,null,null,null,null,15]
["OEH116B","10kW以上","B",116,280,32.479999999999997,26.8,26.8,4,1,5.5,8,8,8,null,5.5,8,8,8,null,5.5,8,8,8,null,5.5,8,8,7,null,4.8,7,7,7,null,null,null,null,null,null,15]
["OEH118B","10kW以上","B",118,280,33.04,27.5,27.5,5,"",5.5,8,8,8,null,5.5,8,8,8,null,5.5,8,8,8,null,5.5,8,8,7,null,5.5,8,8,7,null,null,null,null,null,null,15]
["OEH119B","10kW以上","B",119,280,33.32,27.5,27.5,5,"",5.5,8,8,8,null,5.5,8,8,8,null,5.5,8,8,8,null,5.5,8,8,8,null,5.5,8,8,7,null,null,null,null,null,null,15]
["OEL22A","10kW未満","A",22,280,6.16,4.8,4.8,"",1,4.8,8,null,7,7,"","","","","","","","","","","","","","","","","","","","","","","","","",3]
["OEL23A","10kW未満","A",23,280,6.44,4.8,4.8,"",1,4.8,8,8,7,"","","","","","","","","","","","","","","","","","","","","","","","","","",3]
["OEL24A","10kW未満","A",24,280,6.72,4.8,4.8,"",1,4.8,8,8,8,null,"","","","","","","","","","","","","","","","","","","","","","","","","",3]
["OEL25A","10kW未満","A",25,280,7,5.5,5.5,1,"",5.5,9,null,8,8,"","","","","","","","","","","","","","","","","","","","","","","","","",3]
["OEL27A","10kW未満","A",27,280,7.56,5.5,5.5,1,"",5.5,9,9,9,null,"","","","","","","","","","","","","","","","","","","","","","","","","",3]
["OEL28A","10kW未満","A",28,280,7.84,5.5,5.5,1,"",5.5,7,7,7,7,"","","","","","","","","","","","","","","","","","","","","","","","","",4]
["OEL44A","10kW未満","A",44,280,12.32,9.6,9.6,"",2,4.8,8,null,7,7,4.8,8,null,7,7,"","","","","","","","","","","","","","","","","","","","",6]
["OEL45A","10kW未満","A",45,280,12.6,9.6,9.6,"",2,4.8,8,8,7,null,4.8,8,null,7,7,"","","","","","","","","","","","","","","","","","","","",6]
["OEL46A","10kW未満","A",46,280,12.88,9.6,9.6,"",2,4.8,8,8,7,null,4.8,8,8,7,null,"","","","","","","","","","","","","","","","","","","","",6]
["OEL47A","10kW未満","A",47,280,13.16,9.6,9.6,"",2,4.8,8,8,8,null,4.8,8,8,7,null,"","","","","","","","","","","","","","","","","","","","",6]
["OEH46A","10kW以上","A",46,280,12.88,10.3,10.3,1,1,5.5,8,8,8,null,4.8,8,null,7,7,"","","","","","","","","","","","","","","","","","","","",6]
["OEH47A","10kW以上","A",47,280,13.16,10.3,10.3,1,1,5.5,9,null,8,8,4.8,8,null,7,7,null,null,null,null,null,null,null,null,null,null,null,null,null,null,null,"","","","","",6]
["OEH49A","10kW以上","A",49,280,13.72,10.3,10.3,1,1,5.5,9,9,8,null,4.8,8,8,7,null,null,null,null,null,null,null,null,null,null,null,null,null,null,null,null,"","","","","",6]
["OEH50A","10kW以上","A",50,280,14,10.3,10.3,1,1,5.5,9,9,8,null,4.8,8,8,8,null,null,null,null,null,null,null,null,null,null,null,null,null,null,null,null,"","","","","",6]
["OEH51A","10kW以上","A",51,280,14.28,10.3,10.3,1,1,5.5,9,9,9,null,4.8,8,8,8,null,null,null,null,null,null,null,null,null,null,null,null,null,null,null,null,"","","","","",6]
["OEH52A","10kW以上","A",52,280,14.56,11,11,2,"",5.5,9,9,8,null,5.5,9,9,8,null,null,null,null,null,null,null,null,null,null,null,null,null,null,null,null,"","","","","",6]
["OEH54A","10kW以上","A",54,280,15.12,11,11,2,"",5.5,9,9,9,null,5.5,9,9,9,null,null,null,null,null,null,null,null,null,null,null,null,null,null,null,null,"","","","","",6]
["OEH55A","10kW以上","A",55,280,15.4,11,11,2,"",5.5,7,7,7,7,5.5,9,9,9,null,null,null,null,null,null,null,null,null,null,null,null,null,null,null,null,"","","","","",7]
["OEH64A","10kW以上","A",64,280,17.920000000000002,14.399999999999999,14.4,"",3,4.8,8,null,7,7,4.8,7,7,7,null,4.8,7,7,7,null,null,null,null,null,null,null,null,null,null,null,"","","","","",9]
["OEH65A","10kW以上","A",65,280,18.2,14.399999999999999,14.4,"",3,4.8,8,null,7,7,4.8,8,null,7,7,4.8,7,7,7,null,null,null,null,null,null,null,null,null,null,null,"","","","","",9]
["OEH66A","10kW以上","A",66,280,18.48,14.399999999999999,14.4,"",3,4.8,8,null,7,7,4.8,8,null,7,7,4.8,8,null,7,7,null,null,null,null,null,null,null,null,null,null,"","","","","",9]
["OEH67A","10kW以上","A",67,280,18.760000000000002,14.399999999999999,14.4,"",3,4.8,8,8,7,null,4.8,8,null,7,7,4.8,8,null,7,7,null,null,null,null,null,null,null,null,null,null,"","","","","",9]
["OEH69A","10kW以上","A",69,280,19.32,14.399999999999999,14.4,"",3,4.8,8,8,7,null,4.8,8,8,7,null,4.8,8,8,7,null,null,null,null,null,null,null,null,null,null,null,"","","","","",9]
["OEH70A","10kW以上","A",70,280,19.600000000000001,14.399999999999999,14.4,"",3,4.8,8,8,8,null,4.8,8,8,7,null,4.8,8,8,7,null,null,null,null,null,null,null,null,null,null,null,"","","","","",9]
["OEH72A","10kW以上","A",72,280,20.16,14.399999999999999,14.4,"",3,4.8,8,8,8,null,4.8,8,8,8,null,4.8,8,8,8,null,null,null,null,null,null,null,null,null,null,null,"","","","","",9]
["OEH73A","10kW以上","A",73,280,20.440000000000001,15.1,15.1,1,2,5.5,9,9,9,null,4.8,8,8,7,null,4.8,8,8,7,null,null,null,null,null,null,null,null,null,null,null,"","","","","",9]
["OEH74A","10kW以上","A",74,280,20.72,15.1,15.1,1,2,5.5,9,9,9,null,4.8,8,8,8,null,4.8,8,8,7,null,null,null,null,null,null,null,null,null,null,null,"","","","","",9]
["OEH75A","10kW以上","A",75,280,21,15.1,15.1,1,2,5.5,9,9,9,null,4.8,8,8,8,null,4.8,8,8,8,null,null,null,null,null,null,null,null,null,null,null,"","","","","",9]
["OEH77A","10kW以上","A",77,280,21.56,15.8,15.8,2,1,5.5,9,9,9,null,5.5,9,9,9,null,4.8,8,8,7,null,null,null,null,null,null,null,null,null,null,null,"","","","","",9]
["OEH78A","10kW以上","A",78,280,21.84,15.8,15.8,2,1,5.5,9,9,9,null,5.5,9,9,9,null,4.8,8,8,8,null,null,null,null,null,null,null,null,null,null,null,"","","","","",9]
["OEH80A","10kW以上","A",80,280,22.4,15.8,15.8,2,1,5.5,7,7,7,7,5.5,7,7,7,7,4.8,8,8,8,null,null,null,null,null,null,null,null,null,null,null,"","","","","",11]
["OEH81A","10kW以上","A",81,280,22.68,16.5,16.5,3,"",5.5,9,9,9,null,5.5,9,9,9,null,5.5,9,9,9,null,null,null,null,null,null,null,null,null,null,null,"","","","","",9]
["OEH82A","10kW以上","A",82,280,22.96,16.5,16.5,3,"",5.5,7,7,7,7,5.5,9,9,9,null,5.5,9,9,9,null,null,null,null,null,null,null,null,null,null,null,"","","","","",10]
["OEH83A","10kW以上","A",83,280,23.24,16.5,16.5,3,"",5.5,7,7,7,7,5.5,7,7,7,7,5.5,9,9,9,null,null,null,null,null,null,null,null,null,null,null,"","","","","",11]
["OEH88A","10kW以上","A",88,280,24.64,19.899999999999999,19.899999999999999,1,3,5.5,9,null,8,8,4.8,7,7,7,null,4.8,7,7,7,null,4.8,7,7,7,null,null,null,null,null,null,"","","","","",12]
["OEH89A","10kW以上","A",89,280,24.92,19.899999999999999,19.899999999999999,1,3,5.5,9,null,8,8,4.8,8,null,7,7,4.8,7,7,7,null,4.8,7,7,7,null,null,null,null,null,null,"","","","","",12]
["OEH91A","10kW以上","A",91,280,25.48,19.899999999999999,19.899999999999999,1,3,5.5,9,null,8,8,4.8,8,null,7,7,4.8,8,null,7,7,4.8,8,null,7,7,null,null,null,null,null,"","","","","",12]
["OEH92A","10kW以上","A",92,280,25.76,19.899999999999999,19.899999999999999,1,3,5.5,9,9,8,null,4.8,8,null,7,7,4.8,8,null,7,7,4.8,8,null,7,7,null,null,null,null,null,"","","","","",12]
["OEH93A","10kW以上","A",93,280,26.04,19.899999999999999,19.899999999999999,1,3,5.5,9,9,8,null,4.8,8,8,7,null,4.8,8,null,7,7,4.8,8,null,7,7,null,null,null,null,null,"","","","","",12]
["OEH94A","10kW以上","A",94,280,26.32,19.899999999999999,19.899999999999999,1,3,5.5,9,9,8,null,4.8,8,8,7,null,4.8,8,8,7,null,4.8,8,null,7,7,null,null,null,null,null,"","","","","",12]
["OEH96A","10kW以上","A",96,280,26.88,19.899999999999999,19.899999999999999,1,3,5.5,9,9,9,null,4.8,8,8,7,null,4.8,8,8,7,null,4.8,8,8,7,null,null,null,null,null,null,"","","","","",12]
["OEH97A","10kW以上","A",97,280,27.16,19.899999999999999,19.899999999999999,1,3,5.5,9,9,9,null,4.8,8,8,8,null,4.8,8,8,7,null,4.8,8,8,7,null,null,null,null,null,null,"","","","","",12]
["OEH99A","10kW以上","A",99,280,27.72,19.899999999999999,19.899999999999999,1,3,5.5,9,9,9,null,4.8,8,8,8,null,4.8,8,8,8,null,4.8,8,8,8,null,null,null,null,null,null,"","","","","",12]
["OEH100A","10kW以上","A",100,280,28,19.899999999999999,19.899999999999999,1,3,5.5,7,7,7,7,4.8,8,8,8,null,4.8,8,8,8,null,4.8,8,8,8,null,null,null,null,null,null,"","","","","",13]
["OEH101A","10kW以上","A",101,280,28.28,20.6,20.6,2,2,5.5,9,9,9,null,5.5,9,9,9,null,4.8,8,8,8,null,4.8,8,8,7,null,null,null,null,null,null,"","","","","",12]
["OEH102A","10kW以上","A",102,280,28.56,20.6,20.6,2,2,5.5,9,9,9,null,5.5,9,9,9,null,4.8,8,8,8,null,4.8,8,8,8,null,null,null,null,null,null,"","","","","",12]
["OEH104A","10kW以上","A",104,280,29.12,20.6,20.6,2,2,5.5,7,7,7,7,5.5,7,7,7,7,4.8,8,8,8,null,4.8,8,8,8,null,null,null,null,null,null,"","","","","",14]
["OEH105A","10kW以上","A",105,280,29.4,21.3,21.3,3,1,5.5,9,9,9,null,5.5,9,9,9,null,5.5,9,9,9,null,4.8,8,8,8,null,null,null,null,null,null,"","","","","",12]
["OEH107A","10kW以上","A",107,280,29.96,21.3,21.3,3,1,5.5,7,7,7,7,5.5,7,7,7,7,5.5,9,9,9,null,4.8,8,8,8,null,null,null,null,null,null,"","","","","",14]
["OEH108A","10kW以上","A",108,280,30.24,21.3,21.3,3,1,5.5,7,7,7,7,5.5,7,7,7,7,5.5,7,7,7,7,4.8,8,8,8,null,null,null,null,null,null,"","","","","",15]
["OEH109A","10kW以上","A",109,280,30.52,22,22,4,"",5.5,7,7,7,7,5.5,9,9,9,null,5.5,9,9,9,null,5.5,9,9,9,null,null,null,null,null,null,"","","","","",13]
["OEH110A","10kW以上","A",110,280,30.8,22,22,4,"",5.5,7,7,7,7,5.5,7,7,7,7,5.5,9,9,9,null,5.5,9,9,9,null,null,null,null,null,null,"","","","","",14]
["OEH112A","10kW以上","A",112,280,31.36,22,22,4,"",5.5,7,7,7,7,5.5,7,7,7,7,5.5,7,7,7,7,5.5,7,7,7,7,null,null,null,null,null,"","","","","",16]
["OEH113A","10kW以上","A",113,280,31.64,25.4,25.4,2,3,5.5,9,null,8,8,5.5,9,null,8,8,4.8,7,7,7,null,4.8,7,7,7,null,4.8,7,7,7,null,"","","","","",15]
["OEH115A","10kW以上","A",115,280,32.200000000000003,25.4,25.4,2,3,5.5,9,null,8,8,5.5,9,null,8,8,4.8,8,null,7,7,4.8,8,null,7,7,4.8,7,7,7,null,"","","","","",15]
["OEH116A","10kW以上","A",116,280,32.479999999999997,25.4,25.4,2,3,5.5,9,null,8,8,5.5,9,null,8,8,4.8,8,null,7,7,4.8,8,null,7,7,4.8,8,null,7,7,"","","","","",15]
["OEH117A","10kW以上","A",117,280,32.76,25.4,25.4,2,3,5.5,9,9,8,null,5.5,9,null,8,8,4.8,8,null,7,7,4.8,8,null,7,7,4.8,8,null,7,7,"","","","","",15]
["OEH118A","10kW以上","A",118,280,33.04,25.4,25.4,2,3,5.5,9,9,8,null,5.5,9,9,8,null,4.8,8,null,7,7,4.8,8,null,7,7,4.8,8,null,7,7,"","","","","",15]
["OEH120A","10kW以上","A",120,280,33.6,25.4,25.4,2,3,5.5,9,9,8,null,5.5,9,9,8,null,4.8,8,8,7,null,4.8,8,8,7,null,4.8,8,null,7,7,"","","","","",15]
["OFL12E","10kW未満","E",12,300,3.6,4.8,3.6,"",1,4.8,6,"",6,"","","","","","","","","","","","","","","","","","","","","","","","","","",2]
["OFL14E","10kW未満","E",14,300,4.2,5.5,4.2,1,"",5.5,7,"",7,"","","","","","","","","","","","","","","","","","","","","","","","","","",2]
["OFL15E","10kW未満","E",15,300,4.5,5.5,4.5,1,"",5.5,8,"",7,"","","","","","","","","","","","","","","","","","","","","","","","","","",2]
["OFL24E","10kW未満","E",24,300,7.2,9.6,7.2,"",2,4.8,6,"",6,"",4.8,6,"",6,"","","","","","","","","","","","","","","","","","","","","",4]
["OFL25E","10kW未満","E",25,300,7.5,9.6,7.5,"",2,4.8,7,"",6,"",4.8,6,"",6,"","","","","","","","","","","","","","","","","","","","","",4]
["OFL27E","10kW未満","E",27,300,8.1,10.3,8.1,1,1,5.5,7,"",7,"",4.8,7,"",6,"","","","","","","","","","","","","","","","","","","","","",4]
["OFL28E","10kW未満","E",28,300,8.4,10.3,8.4,1,1,5.5,8,"",7,"",4.8,7,"",6,"","","","","","","","","","","","","","","","","","","","","",4]
["OFL30E","10kW未満","E",30,300,9,11,9,2,"",5.5,8,"",7,"",5.5,8,"",7,"","","","","","","","","","","","","","","","","","","","","",4]
["OFH36E","10kW以上","E",36,300,10.8,14.399999999999999,10.8,"",3,4.8,6,"",6,"",4.8,6,"",6,"",4.8,6,"",6,"","","","","","","","","","","","","","","","",6]
["OFH37E","10kW以上","E",37,300,11.1,14.399999999999999,11.1,"",3,4.8,7,"",6,"",4.8,6,"",6,"",4.8,6,"",6,"",null,null,null,null,null,null,null,null,null,null,null,null,null,null,null,6]
["OFH38E","10kW以上","E",38,300,11.4,14.399999999999999,11.4,"",3,4.8,7,"",6,"",4.8,7,"",6,"",4.8,6,"",6,"",null,null,null,null,null,null,null,null,null,null,null,null,null,null,null,6]
["OFH40E","10kW以上","E",40,300,12,15.1,12,1,2,5.5,7,"",7,"",4.8,7,"",6,"",4.8,7,"",6,"",null,null,null,null,null,null,null,null,null,null,null,null,null,null,null,6]
["OFH41E","10kW以上","E",41,300,12.3,15.1,12.3,1,2,5.5,8,"",7,"",4.8,7,"",6,"",4.8,7,"",6,"",null,null,null,null,null,null,null,null,null,null,null,null,null,null,null,6]
["OFH43E","10kW以上","E",43,300,12.9,15.8,12.9,2,1,5.5,8,"",7,"",5.5,8,"",7,"",4.8,7,"",6,"",null,null,null,null,null,null,null,null,null,null,null,null,null,null,null,6]
["OFH44E","10kW以上","E",44,300,13.2,16.5,13.2,3,"",5.5,8,"",7,"",5.5,8,"",7,"",5.5,7,"",7,null,null,null,null,null,null,null,null,null,null,null,null,null,null,null,null,6]
["OFH45E","10kW以上","E",45,300,13.5,16.5,13.5,3,"",5.5,8,"",7,"",5.5,8,"",7,"",5.5,8,"",7,"",null,null,null,null,null,null,null,null,null,null,null,null,null,null,null,6]
["OFH49E","10kW以上","E",49,300,14.7,19.899999999999999,14.7,1,3,5.5,7,"",6,"",4.8,6,"",6,"",4.8,6,"",6,"",4.8,6,"",6,null,null,null,null,null,null,null,null,null,null,null,8]
["OFH51E","10kW以上","E",51,300,15.3,19.899999999999999,15.3,1,3,5.5,7,"",7,"",4.8,7,"",6,"",4.8,6,"",6,"",4.8,6,"",6,null,null,null,null,null,null,null,null,null,null,null,8]
["OFH52E","10kW以上","E",52,300,15.6,19.899999999999999,15.6,1,3,5.5,7,"",7,"",4.8,7,"",6,"",4.8,7,"",6,"",4.8,6,"",6,null,null,null,null,null,null,null,null,null,null,null,8]
["OFH54E","10kW以上","E",54,300,16.2,19.899999999999999,16.2,1,3,5.5,8,"",7,"",4.8,7,"",6,"",4.8,7,"",6,"",4.8,7,"",6,null,null,null,null,null,null,null,null,null,null,null,8]
["OFH55E","10kW以上","E",55,300,16.5,20.6,16.5,2,2,5.5,8,"",7,"",5.5,7,"",7,"",4.8,7,"",6,"",4.8,7,"",6,null,null,null,null,null,null,null,null,null,null,null,8]
["OFH56E","10kW以上","E",56,300,16.8,20.6,16.8,2,2,5.5,8,"",7,"",5.5,8,"",7,"",4.8,7,"",6,"",4.8,7,"",6,null,null,null,null,null,null,null,null,null,null,null,8]
["OFH57E","10kW以上","E",57,300,17.100000000000001,21.3,17.100000000000001,3,1,5.5,8,"",7,"",5.5,8,"",7,"",5.5,7,"",7,"",4.8,7,"",6,null,null,null,null,null,null,null,null,null,null,null,8]
["OFH59E","10kW以上","E",59,300,17.7,22,17.7,4,"",5.5,8,"",7,"",5.5,8,"",7,"",5.5,8,"",7,"",5.5,7,"",7,null,null,null,null,null,null,null,null,null,null,null,8]
["OFH60E","10kW以上","E",60,300,18,22,18,4,"",5.5,8,"",7,"",5.5,8,"",7,"",5.5,8,"",7,"",5.5,8,"",7,null,null,null,null,null,null,null,null,null,null,null,8]
["OFH63E","10kW以上","E",63,300,18.899999999999999,25.4,18.899999999999999,2,3,5.5,7,"",7,"",5.5,7,"",6,"",4.8,6,"",6,"",4.8,6,"",6,"",4.8,6,"",6,null,null,null,null,null,null,10]
["OFH64E","10kW以上","E",64,300,19.2,25.4,19.2,2,3,5.5,7,"",7,"",5.5,7,"",7,"",4.8,6,"",6,"",4.8,6,"",6,"",4.8,6,"",6,null,null,null,null,null,null,10]
["OFH65E","10kW以上","E",65,300,19.5,25.4,19.5,2,3,5.5,7,"",7,"",5.5,7,"",7,"",4.8,7,"",6,"",4.8,6,"",6,"",4.8,6,"",6,null,null,null,null,null,null,10]
["OFH66E","10kW以上","E",66,300,19.8,25.4,19.8,2,3,5.5,7,"",7,"",5.5,7,"",7,"",4.8,7,"",6,"",4.8,7,"",6,"",4.8,6,"",6,null,null,null,null,null,null,10]
["OFH68E","10kW以上","E",68,300,20.399999999999999,25.4,20.399999999999999,2,3,5.5,8,"",7,"",5.5,7,"",7,"",4.8,7,"",6,"",4.8,7,"",6,"",4.8,7,"",6,null,null,null,null,null,null,10]
["OFH69E","10kW以上","E",69,300,20.7,25.4,20.7,2,3,5.5,8,"",7,"",5.5,8,"",7,"",4.8,7,"",6,"",4.8,7,"",6,"",4.8,7,"",6,null,null,null,null,null,null,10]
["OFH71E","10kW以上","E",71,300,21.3,26.1,21.3,3,2,5.5,8,"",7,"",5.5,8,"",7,"",5.5,8,"",7,"",4.8,7,"",6,"",4.8,7,"",6,null,null,null,null,null,null,10]
["OFH72E","10kW以上","E",72,300,21.6,26.8,21.6,4,1,5.5,8,"",7,"",5.5,8,"",7,"",5.5,8,"",7,"",5.5,7,"",7,"",4.8,7,"",6,null,null,null,null,null,null,10]
["OFH73E","10kW以上","E",73,300,21.9,26.8,21.9,4,1,5.5,8,"",7,"",5.5,8,"",7,"",5.5,8,"",7,"",5.5,8,"",7,"",4.8,7,"",6,null,null,null,null,null,null,10]
["OFH74E","10kW以上","E",74,300,22.2,27.5,22.2,5,"",5.5,8,"",7,"",5.5,8,"",7,"",5.5,8,"",7,"",5.5,8,"",7,"",5.5,7,"",7,"",null,null,null,null,null,10]
["OFH76E","10kW以上","E",76,300,22.8,30.9,22.8,3,3,5.5,7,"",7,"",5.5,7,"",6,"",5.5,7,"",6,null,4.8,6,"",6,"",4.8,6,"",6,"",4.8,6,"",6,null,12]
["OFH77E","10kW以上","E",77,300,23.1,30.9,23.1,3,3,5.5,7,"",7,"",5.5,7,"",7,"",5.5,7,"",6,null,4.8,6,"",6,"",4.8,6,"",6,"",4.8,6,"",6,null,12]
["OFH79E","10kW以上","E",79,300,23.7,30.9,23.7,3,3,5.5,7,"",7,"",5.5,7,"",7,"",5.5,7,"",7,null,4.8,7,"",6,"",4.8,6,"",6,"",4.8,6,"",6,null,12]
["OFH80E","10kW以上","E",80,300,24,30.9,24,3,3,5.5,7,"",7,"",5.5,7,"",7,"",5.5,7,"",7,null,4.8,7,"",6,"",4.8,7,"",6,"",4.8,6,"",6,null,12]
["OFH81E","10kW以上","E",81,300,24.3,30.9,24.3,3,3,5.5,7,"",7,"",5.5,7,"",7,"",5.5,7,"",7,null,4.8,7,"",6,"",4.8,7,"",6,"",4.8,7,"",6,"",12]
["OFH82E","10kW以上","E",82,300,24.6,30.9,24.6,3,3,5.5,8,"",7,"",5.5,7,"",7,"",5.5,7,"",7,null,4.8,7,"",6,"",4.8,7,"",6,"",4.8,7,"",6,"",12]
["OFH84E","10kW以上","E",84,300,25.2,30.9,25.2,3,3,5.5,8,"",7,"",5.5,8,"",7,"",5.5,8,"",7,null,4.8,7,"",6,"",4.8,7,"",6,"",4.8,7,"",6,"",12]
["OFH85E","10kW以上","E",85,300,25.5,31.6,25.5,4,2,5.5,8,"",7,"",5.5,8,"",7,"",5.5,8,"",7,null,5.5,7,"",7,"",4.8,7,"",6,"",4.8,7,"",6,"",12]
["OFH87E","10kW以上","E",87,300,26.1,32.299999999999997,26.1,5,1,5.5,8,"",7,"",5.5,8,"",7,"",5.5,8,"",7,null,5.5,8,"",7,"",5.5,7,"",7,"",4.8,7,"",6,"",12]
["OFH88E","10kW以上","E",88,300,26.4,32.299999999999997,26.4,5,1,5.5,8,"",7,"",5.5,8,"",7,"",5.5,8,"",7,null,5.5,8,"",7,"",5.5,8,"",7,"",4.8,7,"",6,"",12]
["OFH89E","10kW以上","E",89,300,26.7,33,26.7,6,"",5.5,8,null,7,null,5.5,8,null,7,null,5.5,8,null,7,null,5.5,8,null,7,null,5.5,8,null,7,null,5.5,7,null,7,"",12]
["OFH90E","10kW以上","E",90,300,27,33,27,6,"",5.5,8,null,7,null,5.5,8,null,7,null,5.5,8,null,7,null,5.5,8,null,7,null,5.5,8,null,7,null,5.5,8,null,7,"",12]
["OFL15D","10kW未満","D",15,300,4.5,4.8,4.5,"",1,4.8,8,"",7,"","","","","","","","","","","","","","","","","","","","","","","","","","",2]
["OFL16D","10kW未満","D",16,300,4.8,5.5,4.8,1,"",5.5,8,"",8,"","","","","","","","","","","","","","","","","","","","","","","","","","",2]
["OFL27D","10kW未満","D",27,300,8.1,9.6,8.1,"",2,4.8,7,"",7,"",4.8,7,"",6,"","","","","","","","","","","","","","","","","","","","","",4]
["OFL28D","10kW未満","D",28,300,8.4,9.6,8.4,"",2,4.8,7,null,7,"",4.8,7,null,7,"","","","","","","","","","","","","","","","","","","","","",4]
["OFL29D","10kW未満","D",29,300,8.6999999999999993,9.6,8.6999999999999993,"",2,4.8,8,"",7,"",4.8,7,null,7,"","","","","","","","","","","","","","","","","","","","","",4]
["OFL30D","10kW未満","D",30,300,9,9.6,9,"",2,4.8,8,"",7,"",4.8,8,"",7,"","","","","","","","","","","","","","","","","","","","","",4]
["OFL32D","10kW未満","D",32,300,9.6,10.3,9.6,1,1,5.5,9,null,8,null,4.8,8,"",7,"",null,null,null,null,null,"","","","","","","","","","","","","","","",4]
["OFL33D","10kW未満","D",33,300,9.9,11,9.9,2,"",5.5,9,null,8,null,5.5,8,null,8,null,null,null,null,null,null,"","","","","","","","","","","","","","","",4]
["OFH40D","10kW以上","D",40,300,12,14.399999999999999,12,"",3,4.8,7,null,7,null,4.8,7,null,6,null,4.8,7,null,6,null,null,null,null,null,null,null,null,null,null,null,null,null,null,null,null,6]
["OFH41D","10kW以上","D",41,300,12.3,14.399999999999999,12.3,"",3,4.8,7,null,7,null,4.8,7,null,7,null,4.8,7,null,6,null,null,null,null,null,null,null,null,null,null,null,null,null,null,null,null,6]
["OFH42D","10kW以上","D",42,300,12.6,14.399999999999999,12.6,"",3,4.8,7,null,7,null,4.8,7,null,7,null,4.8,7,null,7,null,null,null,null,null,null,null,null,null,null,null,null,null,null,null,null,6]
["OFH43D","10kW以上","D",43,300,12.9,14.399999999999999,12.9,"",3,4.8,8,null,7,null,4.8,7,null,7,null,4.8,7,null,7,null,null,null,null,null,null,null,null,null,null,null,null,null,null,null,null,6]
["OFH45D","10kW以上","D",45,300,13.5,14.399999999999999,13.5,"",3,4.8,8,null,7,null,4.8,8,null,7,null,4.8,8,null,7,null,null,null,null,null,null,null,null,null,null,null,null,null,null,null,null,6]
["OFH46D","10kW以上","D",46,300,13.8,15.1,13.8,1,2,5.5,8,null,8,null,4.8,8,null,7,null,4.8,8,null,7,null,null,null,null,null,null,null,null,null,null,null,null,null,null,null,null,6]
["OFH48D","10kW以上","D",48,300,14.4,15.8,14.4,2,1,5.5,9,null,8,null,5.5,8,null,8,null,4.8,8,null,7,null,null,null,null,null,null,null,null,null,null,null,null,null,null,null,null,6]
["OFH49D","10kW以上","D",49,300,14.7,15.8,14.7,2,1,5.5,9,null,8,null,5.5,9,null,8,null,4.8,8,null,7,null,null,null,null,null,null,null,null,null,null,null,null,null,null,null,null,6]
["OFH50D","10kW以上","D",50,300,15,16.5,15,3,"",5.5,9,null,8,null,5.5,9,null,8,null,5.5,8,null,8,null,null,null,null,null,null,null,null,null,null,null,null,null,null,null,null,6]
["OFH51D","10kW以上","D",51,300,15.3,16.5,15.3,3,"",5.5,9,null,8,null,5.5,9,null,8,null,5.5,9,null,8,null,null,null,null,null,null,null,null,null,null,null,null,null,null,null,null,6]
["OFH56D","10kW以上","D",56,300,16.8,19.899999999999999,16.8,1,3,5.5,8,null,7,null,4.8,7,null,7,null,4.8,7,null,7,null,4.8,7,null,6,null,null,null,null,null,null,null,null,null,null,null,8]
["OFH57D","10kW以上","D",57,300,17.100000000000001,19.899999999999999,17.100000000000001,1,3,5.5,8,null,7,null,4.8,7,null,7,null,4.8,7,null,7,null,4.8,7,null,7,null,null,null,null,null,null,null,null,null,null,null,8]
["OFH59D","10kW以上","D",59,300,17.7,19.899999999999999,17.7,1,3,5.5,8,null,8,null,4.8,8,null,7,null,4.8,7,null,7,null,4.8,7,null,7,null,null,null,null,null,null,null,null,null,null,null,8]
["OFH60D","10kW以上","D",60,300,18,19.899999999999999,18,1,3,5.5,8,null,8,null,4.8,8,null,7,null,4.8,8,null,7,null,4.8,7,null,7,null,null,null,null,null,null,null,null,null,null,null,8]
["OFH61D","10kW以上","D",61,300,18.3,19.899999999999999,18.3,1,3,5.5,8,null,8,null,4.8,8,null,7,null,4.8,8,null,7,null,4.8,8,null,7,null,null,null,null,null,null,null,null,null,null,null,8]
["OFH62D","10kW以上","D",62,300,18.600000000000001,19.899999999999999,18.600000000000001,1,3,5.5,9,null,8,null,4.8,8,null,7,null,4.8,8,null,7,null,4.8,8,null,7,null,null,null,null,null,null,null,null,null,null,null,8]
["OFH64D","10kW以上","D",64,300,19.2,20.6,19.2,2,2,5.5,9,null,8,null,5.5,9,null,8,null,4.8,8,null,7,null,4.8,8,null,7,null,null,null,null,null,null,null,null,null,null,null,8]
["OFH65D","10kW以上","D",65,300,19.5,21.3,19.5,3,1,5.5,9,null,8,null,5.5,9,null,8,null,5.5,8,null,8,null,4.8,8,null,7,null,null,null,null,null,null,null,null,null,null,null,8]
["OFH67D","10kW以上","D",67,300,20.100000000000001,22,20.100000000000001,4,"",5.5,9,null,8,null,5.5,9,null,8,null,5.5,9,null,8,null,5.5,8,null,8,null,null,null,null,null,null,null,null,null,null,null,8]
["OFH68D","10kW以上","D",68,300,20.399999999999999,22,20.399999999999999,4,"",5.5,9,null,8,null,5.5,9,null,8,null,5.5,9,null,8,null,5.5,9,null,8,null,null,null,null,null,null,null,null,null,null,null,8]
["OFH70D","10kW以上","D",70,300,21,25.4,21,2,3,5.5,8,null,7,null,5.5,8,null,7,null,4.8,7,null,7,null,4.8,7,null,6,null,4.8,7,null,6,null,null,null,null,null,null,10]
["OFH71D","10kW以上","D",71,300,21.3,25.4,21.3,2,3,5.5,8,null,7,null,5.5,8,null,7,null,4.8,7,null,7,null,4.8,7,null,7,null,4.8,7,null,6,null,null,null,null,null,null,10]
["OFH73D","10kW以上","D",73,300,21.9,25.4,21.9,2,3,5.5,8,null,8,null,5.5,8,null,7,null,4.8,7,null,7,null,4.8,7,null,7,null,4.8,7,null,7,null,null,null,null,null,null,10]
["OFH74D","10kW以上","D",74,300,22.2,25.4,22.2,2,3,5.5,8,null,8,null,5.5,8,null,8,null,4.8,7,null,7,null,4.8,7,null,7,null,4.8,7,null,7,null,null,null,null,null,null,10]
["OFH75D","10kW以上","D",75,300,22.5,25.4,22.5,2,3,5.5,8,null,8,null,5.5,8,null,8,null,4.8,8,null,7,null,4.8,7,null,7,null,4.8,7,null,7,null,null,null,null,null,null,10]
["OFH76D","10kW以上","D",76,300,22.8,25.4,22.8,2,3,5.5,8,null,8,null,5.5,8,null,8,null,4.8,8,null,7,null,4.8,8,null,7,null,4.8,7,null,7,null,null,null,null,null,null,10]
["OFH78D","10kW以上","D",78,300,23.4,25.4,23.4,2,3,5.5,9,null,8,null,5.5,8,null,8,null,4.8,8,null,7,null,4.8,8,null,7,null,4.8,8,null,7,null,null,null,null,null,null,10]
["OFH79D","10kW以上","D",79,300,23.7,25.4,23.7,2,3,5.5,9,null,8,null,5.5,9,null,8,null,4.8,8,null,7,null,4.8,8,null,7,null,4.8,8,null,7,null,null,null,null,null,null,10]
["OFH81D","10kW以上","D",81,300,24.3,26.1,24.3,3,2,5.5,9,null,8,null,5.5,9,null,8,null,5.5,9,null,8,null,4.8,8,null,7,null,4.8,8,null,7,null,null,null,null,null,null,10]
["OFH82D","10kW以上","D",82,300,24.6,26.8,24.6,4,1,5.5,9,null,8,null,5.5,9,null,8,null,5.5,9,null,8,null,5.5,8,null,8,null,4.8,8,null,7,null,null,null,null,null,null,10]
["OFH83D","10kW以上","D",83,300,24.9,26.8,24.9,4,1,5.5,9,null,8,null,5.5,9,null,8,null,5.5,9,null,8,null,5.5,9,null,8,null,4.8,8,null,7,null,null,null,null,null,null,10]
["OFH84D","10kW以上","D",84,300,25.2,27.5,25.2,5,"",5.5,9,null,8,null,5.5,9,null,8,null,5.5,9,null,8,null,5.5,9,null,8,null,5.5,8,null,8,null,null,null,null,null,null,10]
["OFH86D","10kW以上","D",86,300,25.8,30.9,25.8,3,3,5.5,8,null,7,null,5.5,8,null,7,null,5.5,8,null,7,null,4.8,7,null,7,null,4.8,7,null,7,null,4.8,7,null,6,null,12]
["OFH87D","10kW以上","D",87,300,26.1,30.9,26.1,3,3,5.5,8,null,7,null,5.5,8,null,7,null,5.5,8,null,7,null,4.8,7,null,7,null,4.8,7,null,7,null,4.8,7,null,7,null,12]
["OFH89D","10kW以上","D",89,300,26.7,30.9,26.7,3,3,5.5,8,null,8,null,5.5,8,null,8,null,5.5,8,null,7,null,4.8,7,null,7,null,4.8,7,null,7,null,4.8,7,null,7,null,12]
["OFH90D","10kW以上","D",90,300,27,30.9,27,3,3,5.5,8,null,8,null,5.5,8,null,8,null,5.5,8,null,8,null,4.8,7,null,7,null,4.8,7,null,7,null,4.8,7,null,7,null,12]
["OFH91D","10kW以上","D",91,300,27.3,30.9,27.3,3,3,5.5,8,null,8,null,5.5,8,null,8,null,5.5,8,null,8,null,4.8,8,null,7,null,4.8,7,null,7,null,4.8,7,null,7,null,12]
["OFH92D","10kW以上","D",92,300,27.6,30.9,27.6,3,3,5.5,8,null,8,null,5.5,8,null,8,null,5.5,8,null,8,null,4.8,8,null,7,null,4.8,8,null,7,null,4.8,7,null,7,null,12]
["OFH94D","10kW以上","D",94,300,28.2,30.9,28.2,3,3,5.5,9,null,8,null,5.5,8,null,8,null,5.5,8,null,8,null,4.8,8,null,7,null,4.8,8,null,7,null,4.8,8,null,7,null,12]
["OFH95D","10kW以上","D",95,300,28.5,30.9,28.5,3,3,5.5,9,null,8,null,5.5,9,null,8,null,5.5,8,null,8,null,4.8,8,null,7,null,4.8,8,null,7,null,4.8,8,null,7,null,12]
["OFH97D","10kW以上","D",97,300,29.1,31.6,29.1,4,2,5.5,9,null,8,null,5.5,9,null,8,null,5.5,9,null,8,null,5.5,8,null,8,null,4.8,8,null,7,null,4.8,8,null,7,null,12]
["OFH98D","10kW以上","D",98,300,29.4,31.6,29.4,4,2,5.5,9,null,8,null,5.5,9,null,8,null,5.5,9,null,8,null,5.5,9,null,8,null,4.8,8,null,7,null,4.8,8,null,7,null,12]
["OFH99D","10kW以上","D",99,300,29.7,32.299999999999997,29.7,5,1,5.5,9,null,8,null,5.5,9,null,8,null,5.5,9,null,8,null,5.5,9,null,8,null,5.5,8,null,8,null,4.8,8,null,7,null,12]
["OFH100D","10kW以上","D",100,300,30,32.299999999999997,30,5,1,5.5,9,null,8,null,5.5,9,null,8,null,5.5,9,null,8,null,5.5,9,null,8,null,5.5,9,null,8,null,4.8,8,null,7,null,12]
["OFH102D","10kW以上","D",102,300,30.6,33,30.6,6,"",5.5,9,null,8,"",5.5,9,null,8,"",5.5,9,null,8,"",5.5,9,null,8,"",5.5,9,null,8,"",5.5,9,null,8,"",12]
["OFL16C","10kW未満","C",16,300,4.8,4.8,4.8,"",1,4.8,8,"",8,"","","","","","","","","","","","","","","","","","","","","","","","","","",2]
["OFL18C","10kW未満","C",18,300,5.4,5.5,5.4,1,"",5.5,9,null,9,"","","","","","","","","","","","","","","","","","","","","","","","","","",2]
["OFL19C","10kW未満","C",19,300,5.7,5.5,5.5,1,"",5.5,7,null,6,6,"","","","","","","","","","","","","","","","","","","","","","","","","",3]
["OFL20C","10kW未満","C",20,300,6,5.5,5.5,1,"",5.5,7,7,6,null,"","","","","","","","","","","","","","","","","","","","","","","","","",3]
["OFL31C","10kW未満","C",31,300,9.3000000000000007,9.6,9.3000000000000007,"",2,4.8,8,"",8,"",4.8,8,"",7,"","","","","","","","","","","","","","","","","","","","","",4]
["OFL33C","10kW未満","C",33,300,9.9,9.6,9.6,"",2,4.8,9,"",8,"",4.8,8,"",8,"","","","","","","","","","","","","","","","","","","","","",4]
["OFL34C","10kW未満","C",34,300,10.199999999999999,9.6,9.6,"",2,4.8,9,"",8,"",4.8,9,"",8,"","","","","","","","","","","","","","","","","","","","","",4]
["OFH35C","10kW以上","C",35,300,10.5,10.3,10.3,1,1,5.5,7,null,6,6,4.8,8,"",8,"","","","","","","","","","","","","","","","","","","","","",5]
["OFH36C","10kW以上","C",36,300,10.8,10.3,10.3,1,1,5.5,7,null,6,6,4.8,9,"",8,"","","","","","","","","","","","","","","","","","","","","",5]
["OFH37C","10kW以上","C",37,300,11.1,10.3,10.3,1,1,5.5,7,7,6,null,4.8,9,"",8,"","","","","","","","","","","","","","","","","","","","","",5]
["OFH38C","10kW以上","C",38,300,11.4,11,11,2,"",5.5,7,null,6,6,5.5,7,null,6,6,"","","","","","","","","","","","","","","","","","","","",6]
["OFH40C","10kW以上","C",40,300,12,11,11,2,"",5.5,7,7,6,null,5.5,7,7,6,null,"","","","","","","","","","","","","","","","","","","","",6]
["OFH46C","10kW以上","C",46,300,13.8,14.399999999999999,13.8,"",3,4.8,8,"",8,"",4.8,8,"",7,"",4.8,8,"",7,"",null,null,null,null,null,null,null,null,null,null,null,null,null,null,null,6]
["OFH48C","10kW以上","C",48,300,14.4,14.399999999999999,14.4,"",3,4.8,8,"",8,"",4.8,8,"",8,"",4.8,8,"",8,"",null,null,null,null,null,null,null,null,null,null,null,null,null,null,null,6]
["OFH49C","10kW以上","C",49,300,14.7,14.399999999999999,14.4,"",3,4.8,9,"",8,"",4.8,8,"",8,"",4.8,8,"",8,"",null,null,null,null,null,null,null,null,null,null,null,null,null,null,null,6]
["OFH50C","10kW以上","C",50,300,15,14.399999999999999,14.4,"",3,4.8,9,"",8,"",4.8,9,"",8,"",4.8,8,"",8,"",null,null,null,null,null,null,null,null,null,null,null,null,null,null,null,6]
["OFH51C","10kW以上","C",51,300,15.3,14.399999999999999,14.4,"",3,4.8,9,"",8,"",4.8,9,"",8,"",4.8,9,"",8,"",null,null,null,null,null,null,null,null,null,null,null,null,null,null,null,6]
["OFH53C","10kW以上","C",53,300,15.9,15.1,15.1,1,2,5.5,7,null,6,6,4.8,9,"",8,"",4.8,9,"",8,null,null,null,null,null,null,null,null,null,null,null,null,null,null,null,null,7]
["OFH54C","10kW以上","C",54,300,16.2,15.1,15.1,1,2,5.5,7,7,6,null,4.8,9,"",8,"",4.8,9,"",8,null,null,null,null,null,null,null,null,null,null,null,null,null,null,null,null,7]
["OFH56C","10kW以上","C",56,300,16.8,15.8,15.8,2,1,5.5,7,7,6,null,5.5,7,null,6,6,4.8,9,"",8,null,null,null,null,null,null,null,null,null,null,null,null,null,null,null,null,8]
["OFH57C","10kW以上","C",57,300,17.100000000000001,15.8,15.8,2,1,5.5,7,7,6,null,5.5,7,7,6,null,4.8,9,"",8,null,null,null,null,null,null,null,null,null,null,null,null,null,null,null,null,8]
["OFH58C","10kW以上","C",58,300,17.399999999999999,16.5,16.5,3,"",5.5,7,7,6,null,5.5,7,null,6,6,5.5,7,null,6,6,null,null,null,null,null,null,null,null,null,null,null,null,null,null,null,9]
["OFH59C","10kW以上","C",59,300,17.7,16.5,16.5,3,"",5.5,7,7,6,null,5.5,7,7,6,null,5.5,7,null,6,6,null,null,null,null,null,null,null,null,null,null,null,null,null,null,null,9]
["OFH63C","10kW以上","C",63,300,18.899999999999999,19.899999999999999,18.899999999999999,1,3,5.5,9,null,9,null,4.8,8,"",7,"",4.8,8,"",7,"",4.8,8,"",7,null,null,null,null,null,null,null,null,null,null,null,8]
["OFH64C","10kW以上","C",64,300,19.2,19.899999999999999,19.2,1,3,5.5,9,null,9,null,4.8,8,"",8,"",4.8,8,"",7,"",4.8,8,"",7,null,null,null,null,null,null,null,null,null,null,null,8]
["OFH66C","10kW以上","C",66,300,19.8,19.899999999999999,19.8,1,3,5.5,9,null,9,null,4.8,8,"",8,"",4.8,8,"",8,"",4.8,8,"",8,null,null,null,null,null,null,null,null,null,null,null,8]
["OFH67C","10kW以上","C",67,300,20.100000000000001,19.899999999999999,19.899999999999999,1,3,5.5,7,null,6,6,4.8,8,"",8,"",4.8,8,"",8,"",4.8,8,"",8,null,null,null,null,null,null,null,null,null,null,null,9]
["OFH68C","10kW以上","C",68,300,20.399999999999999,19.899999999999999,19.899999999999999,1,3,5.5,7,null,6,6,4.8,9,"",8,"",4.8,8,"",8,"",4.8,8,"",8,null,null,null,null,null,null,null,null,null,null,null,9]
["OFH69C","10kW以上","C",69,300,20.7,19.899999999999999,19.899999999999999,1,3,5.5,7,null,6,6,4.8,9,"",8,"",4.8,9,"",8,"",4.8,8,"",8,null,null,null,null,null,null,null,null,null,null,null,9]
["OFH71C","10kW以上","C",71,300,21.3,19.899999999999999,19.899999999999999,1,3,5.5,7,7,6,null,4.8,9,"",8,"",4.8,9,"",8,"",4.8,9,"",8,"",null,null,null,null,null,null,null,null,null,null,9]
["OFH72C","10kW以上","C",72,300,21.6,20.6,20.6,2,2,5.5,7,null,6,6,5.5,7,null,6,6,4.8,9,"",8,"",4.8,9,"",8,null,null,null,null,null,null,null,null,null,null,null,10]
["OFH74C","10kW以上","C",74,300,22.2,20.6,20.6,2,2,5.5,7,7,6,null,5.5,7,7,6,null,4.8,9,"",8,"",4.8,9,"",8,"",null,null,null,null,null,null,null,null,null,null,10]
["OFH75C","10kW以上","C",75,300,22.5,21.3,21.3,3,1,5.5,7,7,6,null,5.5,7,null,6,6,5.5,7,null,6,6,4.8,9,"",8,null,null,null,null,null,null,null,null,null,null,null,11]
["OFH76C","10kW以上","C",76,300,22.8,21.3,21.3,3,1,5.5,7,7,6,null,5.5,7,7,6,null,5.5,7,null,6,6,4.8,9,"",8,null,null,null,null,null,null,null,null,null,null,null,11]
["OFH77C","10kW以上","C",77,300,23.1,21.3,21.3,3,1,5.5,7,7,6,null,5.5,7,7,6,null,5.5,7,7,6,null,4.8,9,"",8,"",null,null,null,null,null,null,null,null,null,null,11]
["OFH79C","10kW以上","C",79,300,23.7,22,22,4,"",5.5,7,7,6,null,5.5,7,7,6,null,5.5,7,7,6,null,5.5,7,null,6,6,null,null,null,null,null,null,null,null,null,null,12]
["OFH80C","10kW以上","C",80,300,24,22,22,4,"",5.5,7,7,6,null,5.5,7,7,6,null,5.5,7,7,6,null,5.5,7,7,6,null,null,null,null,null,null,null,null,null,null,null,12]
["OFH82C","10kW以上","C",82,300,24.6,25.4,24.6,2,3,5.5,9,null,9,null,5.5,9,null,9,null,4.8,8,"",8,"",4.8,8,"",7,"",4.8,8,"",7,null,null,null,null,null,null,10]
["OFH83C","10kW以上","C",83,300,24.9,25.4,24.9,2,3,5.5,9,null,9,null,5.5,9,null,9,null,4.8,8,"",8,"",4.8,8,"",8,"",4.8,8,"",7,null,null,null,null,null,null,10]
["OFH84C","10kW以上","C",84,300,25.2,25.4,25.2,2,3,5.5,9,null,9,null,5.5,9,null,9,null,4.8,8,"",8,"",4.8,8,"",8,"",4.8,8,"",8,null,null,null,null,null,null,10]
["OFH85C","10kW以上","C",85,300,25.5,25.4,25.3,2,3,5.5,7,null,6,6,5.5,9,null,9,null,4.8,8,"",8,"",4.8,8,"",8,"",4.8,8,"",8,null,null,null,null,null,null,11]
["OFH87C","10kW以上","C",87,300,26.1,25.4,25.4,2,3,5.5,7,null,6,6,5.5,7,null,6,6,4.8,9,"",8,"",4.8,8,"",8,"",4.8,8,"",8,null,null,null,null,null,null,12]
["OFH88C","10kW以上","C",88,300,26.4,25.4,25.4,2,3,5.5,7,null,6,6,5.5,7,null,6,6,4.8,9,"",8,"",4.8,9,"",8,"",4.8,8,"",8,null,null,null,null,null,null,12]
["OFH90C","10kW以上","C",90,300,27,25.4,25.4,2,3,5.5,7,7,6,null,5.5,7,null,6,6,4.8,9,"",8,"",4.8,9,"",8,"",4.8,9,"",8,null,null,null,null,null,null,12]
["OFH91C","10kW以上","C",91,300,27.3,25.4,25.4,2,3,5.5,7,7,6,null,5.5,7,7,6,null,4.8,9,"",8,"",4.8,9,"",8,"",4.8,9,"",8,"",null,null,null,null,null,12]
["OFH92C","10kW以上","C",92,300,27.6,26.1,26.1,3,2,5.5,7,7,6,null,5.5,7,null,6,6,5.5,7,null,6,6,4.8,9,"",8,"",4.8,9,"",8,null,null,null,null,null,null,13]
["OFH93C","10kW以上","C",93,300,27.9,26.1,26.1,3,2,5.5,7,7,6,null,5.5,7,7,6,null,5.5,7,null,6,6,4.8,9,"",8,"",4.8,9,"",8,null,null,null,null,null,null,13]
["OFH95C","10kW以上","C",95,300,28.5,26.8,26.8,4,1,5.5,7,7,6,null,5.5,7,7,6,null,5.5,7,null,6,6,5.5,7,null,6,6,4.8,9,"",8,null,null,null,null,null,null,14]
["OFH96C","10kW以上","C",96,300,28.8,26.8,26.8,4,1,5.5,7,7,6,null,5.5,7,7,6,null,5.5,7,7,6,null,5.5,7,null,6,6,4.8,9,"",8,null,null,null,null,null,null,14]
["OFH98C","10kW以上","C",98,300,29.4,27.5,27.5,5,"",5.5,7,7,6,null,5.5,7,7,6,null,5.5,7,7,6,null,5.5,7,null,6,6,5.5,7,null,6,6,null,null,null,null,null,15]
["OFH99C","10kW以上","C",99,300,29.7,27.5,27.5,5,"",5.5,7,7,6,null,5.5,7,7,6,null,5.5,7,7,6,null,5.5,7,7,6,null,5.5,7,null,6,6,null,null,null,null,null,15]
["OFH100C","10kW以上","C",100,300,30,27.5,27.5,5,"",5.5,7,7,6,null,5.5,7,7,6,null,5.5,7,7,6,null,5.5,7,7,6,null,5.5,7,7,6,null,null,null,null,null,null,15]
["OFH101C","10kW以上","C",101,300,30.3,30.9,30.3,3,3,5.5,9,null,9,null,5.5,9,null,9,null,5.5,9,null,9,null,4.8,8,"",8,"",4.8,8,"",8,"",4.8,8,"",7,"",12]
["OFH103C","10kW以上","C",103,300,30.9,30.9,30.7,3,3,5.5,7,null,6,6,5.5,9,null,9,null,5.5,9,null,9,null,4.8,8,"",8,"",4.8,8,"",8,"",4.8,8,"",8,"",13]
["OFH104C","10kW以上","C",104,300,31.2,30.9,30.8,3,3,5.5,7,null,6,6,5.5,7,null,6,6,5.5,9,null,9,null,4.8,8,"",8,"",4.8,8,"",8,"",4.8,8,"",8,"",14]
["OFH106C","10kW以上","C",106,300,31.8,30.9,30.9,3,3,5.5,7,null,6,6,5.5,7,null,6,6,5.5,7,null,6,6,4.8,9,"",8,"",4.8,8,"",8,"",4.8,8,"",8,"",15]
["OFH107C","10kW以上","C",107,300,32.1,30.9,30.9,3,3,5.5,7,null,6,6,5.5,7,null,6,6,5.5,7,null,6,6,4.8,9,"",8,"",4.8,9,"",8,"",4.8,8,"",8,"",15]
["OFH108C","10kW以上","C",108,300,32.4,30.9,30.9,3,3,5.5,7,null,6,6,5.5,7,null,6,6,5.5,7,null,6,6,4.8,9,"",8,"",4.8,9,"",8,"",4.8,9,"",8,"",15]
["OFH109C","10kW以上","C",109,300,32.700000000000003,30.9,30.9,3,3,5.5,7,7,6,null,5.5,7,null,6,6,5.5,7,null,6,6,4.8,9,"",8,"",4.8,9,"",8,"",4.8,9,"",8,"",15]
["OFH111C","10kW以上","C",111,300,33.299999999999997,30.9,30.9,3,3,5.5,7,7,6,null,5.5,7,7,6,null,5.5,7,7,6,null,4.8,9,"",8,"",4.8,9,"",8,"",4.8,9,"",8,"",15]
["OFH112C","10kW以上","C",112,300,33.6,31.6,31.6,4,2,5.5,7,7,6,null,5.5,7,7,6,null,5.5,7,null,6,6,5.5,7,null,6,6,4.8,9,"",8,"",4.8,9,"",8,"",16]
["OFH114C","10kW以上","C",114,300,34.200000000000003,31.6,31.6,4,2,5.5,7,7,6,null,5.5,7,7,6,null,5.5,7,7,6,null,5.5,7,7,6,null,4.8,9,"",8,"",4.8,9,"",8,"",16]
["OFH115C","10kW以上","C",115,300,34.5,32.299999999999997,32.299999999999997,5,1,5.5,7,7,6,null,5.5,7,7,6,null,5.5,7,7,6,null,5.5,7,null,6,6,5.5,7,null,6,6,4.8,9,"",8,"",17]
["OFH116C","10kW以上","C",116,300,34.799999999999997,32.299999999999997,32.299999999999997,5,1,5.5,7,7,6,null,5.5,7,7,6,null,5.5,7,7,6,null,5.5,7,7,6,null,5.5,7,null,6,6,4.8,9,"",8,"",17]
["OFH117C","10kW以上","C",117,300,35.1,32.299999999999997,32.299999999999997,5,1,5.5,7,7,6,null,5.5,7,7,6,null,5.5,7,7,6,null,5.5,7,7,6,null,5.5,7,7,6,null,4.8,9,"",8,"",17]
["OFH119C","10kW以上","C",119,300,35.700000000000003,33,33,6,"",5.5,7,7,6,null,5.5,7,7,6,null,5.5,7,7,6,null,5.5,7,7,6,null,5.5,7,7,6,null,5.5,7,null,6,6,18]
["OFH120C","10kW以上","C",120,300,36,33,33,6,"",5.5,7,7,6,null,5.5,7,7,6,null,5.5,7,7,6,null,5.5,7,7,6,null,5.5,7,7,6,null,5.5,7,7,6,null,18]
["OFL19B","10kW未満","B",19,300,5.7,4.8,4.8,"",1,4.8,7,null,6,6,"","","","","","","","","","","","","","","","","","","","","","","","","",3]
["OFL21B","10kW未満","B",21,300,6.3,5.5,5.5,1,"",5.5,7,7,7,null,"","","","","","","","","","","","","","","","","","","","","","","","","",3]
["OFL22B","10kW未満","B",22,300,6.6,5.5,5.5,1,"",5.5,8,null,7,7,"","","","","","","","","","","","","","","","","","","","","","","","","",3]
["OFL35B","10kW未満","B",35,300,10.5,9.6,9.6,"",2,4.8,9,null,9,null,4.8,9,null,8,null,"","","","","","","","","","","","","","","","","","","","",4]
["OFL37B","10kW未満","B",37,300,11.1,9.6,9.6,"",2,4.8,7,null,6,6,4.8,9,null,9,null,"","","","","","","","","","","","","","","","","","","","",5]
["OFL38B","10kW未満","B",38,300,11.4,9.6,9.6,"",2,4.8,7,null,6,6,4.8,7,null,6,6,"","","","","","","","","","","","","","","","","","","","",6]
["OFH39B","10kW以上","B",39,300,11.7,10.3,10.3,1,1,5.5,7,7,7,null,4.8,9,null,9,null,"","","","","","","","","","","","","","","","","","","","",5]
["OFH40B","10kW以上","B",40,300,12,10.3,10.3,1,1,5.5,7,7,7,null,4.8,7,null,6,6,"","","","","","","","","","","","","","","","","","","","",6]
["OFH41B","10kW以上","B",41,300,12.3,10.3,10.3,1,1,5.5,8,null,7,7,4.8,7,null,6,6,"","","","","","","","","","","","","","","","","","","","",6]
["OFH42B","10kW以上","B",42,300,12.6,11,11,2,"",5.5,7,7,7,null,5.5,7,7,7,null,null,null,null,null,null,null,null,null,null,null,null,null,null,null,null,null,null,null,null,"",6]
["OFH44B","10kW以上","B",44,300,13.2,11,11,2,"",5.5,8,null,7,7,5.5,8,null,7,7,null,null,null,null,null,null,null,null,null,null,null,null,null,null,null,null,null,null,null,"",6]
["OFH52B","10kW以上","B",52,300,15.6,14.399999999999999,14.4,"",3,4.8,9,null,9,null,4.8,9,null,8,null,4.8,9,null,8,null,null,null,null,null,null,null,null,null,null,null,null,null,null,null,null,6]
["OFH54B","10kW以上","B",54,300,16.2,14.399999999999999,14.4,"",3,4.8,9,null,9,null,4.8,9,null,9,null,4.8,9,null,9,null,null,null,null,null,null,null,null,null,null,null,null,null,null,null,null,6]
["OFH55B","10kW以上","B",55,300,16.5,14.399999999999999,14.4,"",3,4.8,7,null,6,6,4.8,9,null,9,null,4.8,9,null,9,null,null,null,null,null,null,null,null,null,null,null,null,null,null,null,null,7]
["OFH56B","10kW以上","B",56,300,16.8,14.399999999999999,14.4,"",3,4.8,7,null,6,6,4.8,7,null,6,6,4.8,9,null,9,null,null,null,null,null,null,null,null,null,null,null,null,null,null,null,null,8]
["OFH57B","10kW以上","B",57,300,17.100000000000001,14.399999999999999,14.4,"",3,4.8,7,null,6,6,4.8,7,null,6,6,4.8,7,null,6,6,null,null,null,null,null,null,null,null,null,null,null,null,null,null,null,9]
["OFH59B","10kW以上","B",59,300,17.7,15.1,15.1,1,2,5.5,7,7,7,null,4.8,7,null,6,6,4.8,7,null,6,6,null,null,null,null,null,null,null,null,null,null,null,null,null,null,null,9]
["OFH60B","10kW以上","B",60,300,18,15.1,15.1,1,2,5.5,8,null,7,7,4.8,7,null,6,6,4.8,7,null,6,6,null,null,null,null,null,null,null,null,null,null,null,null,null,null,null,9]
["OFH62B","10kW以上","B",62,300,18.600000000000001,15.8,15.8,2,1,5.5,8,null,7,7,5.5,7,7,7,null,4.8,7,null,6,6,null,null,null,null,null,null,null,null,null,null,null,null,null,null,null,9]
["OFH63B","10kW以上","B",63,300,18.899999999999999,15.8,15.8,2,1,5.5,8,null,7,7,5.5,8,null,7,7,4.8,7,null,6,6,null,null,null,null,null,null,null,null,null,null,null,null,null,null,null,9]
["OFH64B","10kW以上","B",64,300,19.2,16.5,16.5,3,"",5.5,8,null,7,7,5.5,7,7,7,null,5.5,7,7,7,null,null,null,null,null,null,null,null,null,null,null,null,null,null,null,null,9]
["OFH65B","10kW以上","B",65,300,19.5,16.5,16.5,3,"",5.5,8,null,7,7,5.5,8,null,7,7,5.5,7,7,7,null,null,null,null,null,null,null,null,null,null,null,null,null,null,null,null,9]
["OFH72B","10kW以上","B",72,300,21.6,19.899999999999999,19.899999999999999,1,3,5.5,7,7,6,null,4.8,9,null,9,null,4.8,9,null,8,null,4.8,9,null,8,null,null,null,null,null,null,null,null,null,null,null,9]
["OFH73B","10kW以上","B",73,300,21.9,19.899999999999999,19.899999999999999,1,3,5.5,7,7,6,null,4.8,9,null,9,null,4.8,9,null,9,null,4.8,9,null,8,null,null,null,null,null,null,null,null,null,null,null,9]
["OFH75B","10kW以上","B",75,300,22.5,19.899999999999999,19.899999999999999,1,3,5.5,7,7,7,null,4.8,9,null,9,null,4.8,9,null,9,null,4.8,9,null,9,null,null,null,null,null,null,null,null,null,null,null,9]
["OFH76B","10kW以上","B",76,300,22.8,19.899999999999999,19.899999999999999,1,3,5.5,7,7,7,null,4.8,7,null,6,6,4.8,9,null,9,null,4.8,9,null,9,null,null,null,null,null,null,null,null,null,null,null,10]
["OFH77B","10kW以上","B",77,300,23.1,19.899999999999999,19.899999999999999,1,3,5.5,7,7,7,null,4.8,7,null,6,6,4.8,7,null,6,6,4.8,9,null,9,null,null,null,null,null,null,null,null,null,null,null,11]
["OFH78B","10kW以上","B",78,300,23.4,19.899999999999999,19.899999999999999,1,3,5.5,7,7,7,null,4.8,7,null,6,6,4.8,7,null,6,6,4.8,7,null,6,6,null,null,null,null,null,null,null,null,null,null,12]
["OFH80B","10kW以上","B",80,300,24,20.6,20.6,2,2,5.5,7,7,7,null,5.5,7,7,7,null,4.8,7,null,6,6,4.8,7,null,6,6,null,null,null,null,null,null,null,null,null,null,12]
["OFH81B","10kW以上","B",81,300,24.3,20.6,20.6,2,2,5.5,8,null,7,7,5.5,7,7,7,null,4.8,7,null,6,6,4.8,7,null,6,6,null,null,null,null,null,null,null,null,null,null,12]
["OFH83B","10kW以上","B",83,300,24.9,21.3,21.3,3,1,5.5,8,null,7,7,5.5,7,7,7,null,5.5,7,7,7,null,4.8,7,null,6,6,null,null,null,null,null,null,null,null,null,null,12]
["OFH84B","10kW以上","B",84,300,25.2,21.3,21.3,3,1,5.5,8,null,7,7,5.5,8,null,7,7,5.5,7,7,7,null,4.8,7,null,6,6,null,null,null,null,null,null,null,null,null,null,12]
["OFH85B","10kW以上","B",85,300,25.5,21.3,21.3,3,1,5.5,8,null,7,7,5.5,8,null,7,7,5.5,8,null,7,7,4.8,7,null,6,6,null,null,null,null,null,null,null,null,null,null,12]
["OFH86B","10kW以上","B",86,300,25.8,22,22,4,"",5.5,8,null,7,7,5.5,8,null,7,7,5.5,7,7,7,null,5.5,7,7,7,null,null,null,null,null,null,null,null,null,null,null,12]
["OFH88B","10kW以上","B",88,300,26.4,22,22,4,"",5.5,8,null,7,7,5.5,8,null,7,7,5.5,8,null,7,7,5.5,8,null,7,7,null,null,null,null,null,null,null,null,null,null,12]
["OFH92B","10kW以上","B",92,300,27.6,25.4,25.4,2,3,5.5,7,7,6,null,5.5,7,7,6,null,4.8,9,null,9,null,4.8,9,null,8,null,4.8,9,null,8,null,null,null,null,null,null,12]
["OFH94B","10kW以上","B",94,300,28.2,25.4,25.4,2,3,5.5,7,7,6,null,5.5,7,7,6,null,4.8,9,null,9,null,4.8,9,null,9,null,4.8,9,null,9,null,null,null,null,null,null,12]
["OFH95B","10kW以上","B",95,300,28.5,25.4,25.4,2,3,5.5,7,7,7,null,5.5,7,7,6,null,4.8,9,null,9,null,4.8,9,null,9,null,4.8,9,null,9,null,null,null,null,null,null,12]
["OFH96B","10kW以上","B",96,300,28.8,25.4,25.4,2,3,5.5,7,7,7,null,5.5,7,7,7,null,4.8,9,null,9,null,4.8,9,null,9,null,4.8,9,null,9,null,null,null,null,null,null,12]
["OFH97B","10kW以上","B",97,300,29.1,25.4,25.4,2,3,5.5,7,7,7,null,5.5,7,7,7,null,4.8,7,null,6,6,4.8,9,null,9,null,4.8,9,null,9,null,null,null,null,null,null,13]
["OFH99B","10kW以上","B",99,300,29.7,25.4,25.4,2,3,5.5,7,7,7,null,5.5,7,7,7,null,4.8,7,null,6,6,4.8,7,null,6,6,4.8,7,null,6,6,null,null,null,null,null,15]
["OFH100B","10kW以上","B",100,300,30,25.4,25.4,2,3,5.5,8,null,7,7,5.5,7,7,7,null,4.8,7,null,6,6,4.8,7,null,6,6,4.8,7,null,6,6,null,null,null,null,null,15]
["OFH102B","10kW以上","B",102,300,30.6,26.1,26.1,3,2,5.5,8,null,7,7,5.5,7,7,7,null,5.5,7,7,7,null,4.8,7,null,6,6,4.8,7,null,6,6,null,null,null,null,null,15]
["OFH103B","10kW以上","B",103,300,30.9,26.1,26.1,3,2,5.5,8,null,7,7,5.5,8,null,7,7,5.5,7,7,7,null,4.8,7,null,6,6,4.8,7,null,6,6,null,null,null,null,null,15]
["OFH104B","10kW以上","B",104,300,31.2,26.1,26.1,3,2,5.5,8,null,7,7,5.5,8,null,7,7,5.5,8,null,7,7,4.8,7,null,6,6,4.8,7,null,6,6,null,null,null,null,null,15]
["OFH105B","10kW以上","B",105,300,31.5,26.8,26.8,4,1,5.5,8,null,7,7,5.5,8,null,7,7,5.5,7,7,7,null,5.5,7,7,7,null,4.8,7,null,6,6,null,null,null,null,null,15]
["OFH107B","10kW以上","B",107,300,32.1,26.8,26.8,4,1,5.5,8,null,7,7,5.5,8,null,7,7,5.5,8,null,7,7,5.5,8,null,7,7,4.8,7,null,6,6,null,null,null,null,null,15]
["OFH108B","10kW以上","B",108,300,32.4,27.5,27.5,5,"",5.5,8,null,7,7,5.5,8,null,7,7,5.5,8,null,7,7,5.5,7,7,7,null,5.5,7,7,7,null,null,null,null,null,null,15]
["OFH110B","10kW以上","B",110,300,33,27.5,27.5,5,"",5.5,8,null,7,7,5.5,8,null,7,7,5.5,8,null,7,7,5.5,8,null,7,7,5.5,8,null,7,7,null,null,null,null,null,15]
["OFH112B","10kW以上","B",112,300,33.6,30.9,30.9,3,3,5.5,7,7,6,null,5.5,7,7,6,null,5.5,7,7,6,null,4.8,9,null,9,null,4.8,9,null,8,null,4.8,9,null,8,null,15]
["OFH113B","10kW以上","B",113,300,33.9,30.9,30.9,3,3,5.5,7,7,6,null,5.5,7,7,6,null,5.5,7,7,6,null,4.8,9,null,9,null,4.8,9,null,9,null,4.8,9,null,8,null,15]
["OFH114B","10kW以上","B",114,300,34.200000000000003,30.9,30.9,3,3,5.5,7,7,6,null,5.5,7,7,6,null,5.5,7,7,6,null,4.8,9,null,9,null,4.8,9,null,9,null,4.8,9,null,9,null,15]
["OFH116B","10kW以上","B",116,300,34.799999999999997,30.9,30.9,3,3,5.5,7,7,7,null,5.5,7,7,7,null,5.5,7,7,6,null,4.8,9,null,9,null,4.8,9,null,9,null,4.8,9,null,9,null,15]
["OFH117B","10kW以上","B",117,300,35.1,30.9,30.9,3,3,5.5,7,7,7,null,5.5,7,7,7,null,5.5,7,7,7,null,4.8,9,null,9,null,4.8,9,null,9,null,4.8,9,null,9,null,15]
["OFH119B","10kW以上","B",119,300,35.700000000000003,30.9,30.9,3,3,5.5,7,7,7,null,5.5,7,7,7,null,5.5,7,7,7,null,4.8,7,null,6,6,4.8,7,null,6,6,4.8,9,null,9,null,17]
["OFH120B","10kW以上","B",120,300,36,30.9,30.9,3,3,5.5,7,7,7,null,5.5,7,7,7,null,5.5,7,7,7,null,4.8,7,null,6,6,4.8,7,null,6,6,4.8,7,null,6,6,18]
["OFL20A","10kW未満","A",20,300,6,4.8,4.8,"",1,4.8,7,7,6,null,"","","","","","","","","","","","","","","","","","","","","","","","","",3]
["OFL21A","10kW未満","A",21,300,6.3,4.8,4.8,"",1,4.8,7,7,7,null,"","","","","","","","","","","","","","","","","","","","","","","","","",3]
["OFL23A","10kW未満","A",23,300,6.9,4.8,4.8,"",1,4.8,8,8,7,null,"","","","","","","","","","","","","","","","","","","","","","","","","",3]
["OFL24A","10kW未満","A",24,300,7.2,5.5,5.5,1,"",5.5,8,8,8,"","","","","","","","","","","","","","","","","","","","","","","","","","",3]
["OFL26A","10kW未満","A",26,300,7.8,5.5,5.5,1,"",5.5,9,9,8,"",null,null,null,null,null,"","","","","","","","","","","","","","","","","","","","",3]
["OFL39A","10kW未満","A",39,300,11.7,9.6,9.6,"",2,4.8,7,7,6,null,4.8,7,null,6,6,"","","","","","","","","","","","","","","","","","","","",6]
["OFL40A","10kW未満","A",40,300,12,9.6,9.6,"",2,4.8,7,7,6,null,4.8,7,7,6,null,"","","","","","","","","","","","","","","","","","","","",6]
["OFL41A","10kW未満","A",41,300,12.3,9.6,9.6,"",2,4.8,7,7,7,null,4.8,7,7,6,null,"","","","","","","","","","","","","","","","","","","","",6]
["OFL43A","10kW未満","A",43,300,12.9,9.6,9.6,"",2,4.8,8,null,7,7,4.8,7,7,7,null,"","","","","","","","","","","","","","","","","","","","",6]
["OFL44A","10kW未満","A",44,300,13.2,9.6,9.6,"",2,4.8,8,null,7,7,4.8,8,null,7,7,"","","","","","","","","","","","","","","","","","","","",6]
["OFL46A","10kW未満","A",46,300,13.8,9.6,9.6,"",2,4.8,8,8,7,null,4.8,8,8,7,null,"","","","","","","","","","","","","","","","","","","","",6]
["OFH42A","10kW以上","A",42,300,12.6,10.3,10.3,1,1,5.5,8,null,7,7,4.8,7,7,6,null,"","","","","","","","","","","","","","","","","","","","",6]
["OFH43A","10kW以上","A",43,300,12.9,10.3,10.3,1,1,5.5,8,8,7,null,4.8,7,7,6,null,"","","","","","","","","","","","","","","","","","","","",6]
["OFH44A","10kW以上","A",44,300,13.2,10.3,10.3,1,1,5.5,8,8,7,null,4.8,7,7,7,null,"","","","","","","","","","","","","","","","","","","","",6]
["OFH46A","10kW以上","A",46,300,13.8,10.3,10.3,1,1,5.5,8,8,8,null,4.8,8,null,7,7,"","","","","","","","","","","","","","","","","","","","",6]
["OFH47A","10kW以上","A",47,300,14.1,10.3,10.3,1,1,5.5,9,null,8,8,4.8,8,null,7,7,"","","","","","","","","","","","","","","","","","","","",6]
["OFH49A","10kW以上","A",49,300,14.7,10.3,10.3,1,1,5.5,9,9,8,null,4.8,8,8,7,null,"","","","","","","","","","","","","","","","","","","","",6]
["OFH50A","10kW以上","A",50,300,15,11,11,2,"",5.5,9,null,8,8,5.5,9,null,8,8,null,null,null,null,null,null,null,null,null,null,null,null,null,null,null,"","","","","",6]
["OFH51A","10kW以上","A",51,300,15.3,11,11,2,"",5.5,9,9,8,null,5.5,9,null,8,8,null,null,null,null,null,null,null,null,null,null,null,null,null,null,null,"","","","","",6]
["OFH52A","10kW以上","A",52,300,15.6,11,11,2,"",5.5,9,9,8,null,5.5,9,9,8,null,null,null,null,null,null,null,null,null,null,null,null,null,null,null,null,"","","","","",6]
["OFH59A","10kW以上","A",59,300,17.7,14.399999999999999,14.4,"",3,4.8,7,7,6,null,4.8,7,7,6,null,4.8,7,null,6,6,null,null,null,null,null,null,null,null,null,null,"","","","","",9]
["OFH60A","10kW以上","A",60,300,18,14.399999999999999,14.4,"",3,4.8,7,7,6,null,4.8,7,7,6,null,4.8,7,7,6,null,null,null,null,null,null,null,null,null,null,null,"","","","","",9]
["OFH62A","10kW以上","A",62,300,18.600000000000001,14.399999999999999,14.4,"",3,4.8,7,7,7,null,4.8,7,7,7,null,4.8,7,7,6,null,null,null,null,null,null,null,null,null,null,null,"","","","","",9]
["OFH63A","10kW以上","A",63,300,18.899999999999999,14.399999999999999,14.4,"",3,4.8,7,7,7,null,4.8,7,7,7,null,4.8,7,7,7,null,null,null,null,null,null,null,null,null,null,null,"","","","","",9]
["OFH64A","10kW以上","A",64,300,19.2,14.399999999999999,14.4,"",3,4.8,8,null,7,7,4.8,7,7,7,null,4.8,7,7,7,null,null,null,null,null,null,null,null,null,null,null,"","","","","",9]
["OFH65A","10kW以上","A",65,300,19.5,14.399999999999999,14.4,"",3,4.8,8,null,7,7,4.8,8,null,7,7,4.8,7,7,7,null,null,null,null,null,null,null,null,null,null,null,"","","","","",9]
["OFH67A","10kW以上","A",67,300,20.100000000000001,14.399999999999999,14.4,"",3,4.8,8,8,7,null,4.8,8,null,7,7,4.8,8,null,7,7,null,null,null,null,null,null,null,null,null,null,"","","","","",9]
["OFH68A","10kW以上","A",68,300,20.399999999999999,14.399999999999999,14.4,"",3,4.8,8,8,7,null,4.8,8,8,7,null,4.8,8,null,7,7,null,null,null,null,null,null,null,null,null,null,"","","","","",9]
["OFH70A","10kW以上","A",70,300,21,15.1,15.1,1,2,5.5,9,null,8,8,4.8,8,8,7,null,4.8,8,null,7,7,null,null,null,null,null,null,null,null,null,null,"","","","","",9]
["OFH71A","10kW以上","A",71,300,21.3,15.1,15.1,1,2,5.5,9,null,8,8,4.8,8,8,7,null,4.8,8,8,7,null,null,null,null,null,null,null,null,null,null,null,"","","","","",9]
["OFH72A","10kW以上","A",72,300,21.6,15.1,15.1,1,2,5.5,9,9,8,null,4.8,8,8,7,null,4.8,8,8,7,null,null,null,null,null,null,null,null,null,null,null,"","","","","",9]
["OFH73A","10kW以上","A",73,300,21.9,15.8,15.8,2,1,5.5,9,null,8,8,5.5,9,null,8,8,4.8,8,8,7,null,null,null,null,null,null,null,null,null,null,null,"","","","","",9]
["OFH75A","10kW以上","A",75,300,22.5,15.8,15.8,2,1,5.5,9,9,8,null,5.5,9,9,8,null,4.8,8,8,7,null,null,null,null,null,null,null,null,null,null,null,"","","","","",9]
["OFH76A","10kW以上","A",76,300,22.8,16.5,16.5,3,"",5.5,9,9,8,null,5.5,9,null,8,8,5.5,9,null,8,8,null,null,null,null,null,null,null,null,null,null,"","","","","",9]
["OFH78A","10kW以上","A",78,300,23.4,16.5,16.5,3,"",5.5,9,9,8,null,5.5,9,9,8,null,5.5,9,9,8,null,null,null,null,null,null,null,null,null,null,null,"","","","","",9]
["OFH80A","10kW以上","A",80,300,24,19.899999999999999,19.899999999999999,1,3,5.5,8,null,7,7,4.8,7,7,6,null,4.8,7,null,6,6,4.8,7,null,6,6,null,null,null,null,null,"","","","","",12]
["OFH81A","10kW以上","A",81,300,24.3,19.899999999999999,19.899999999999999,1,3,5.5,8,null,7,7,4.8,7,7,6,null,4.8,7,7,6,null,4.8,7,null,6,6,null,null,null,null,null,"","","","","",12]
["OFH82A","10kW以上","A",82,300,24.6,19.899999999999999,19.899999999999999,1,3,5.5,8,null,7,7,4.8,7,7,6,null,4.8,7,7,6,null,4.8,7,7,6,null,null,null,null,null,null,"","","","","",12]
["OFH84A","10kW以上","A",84,300,25.2,19.899999999999999,19.899999999999999,1,3,5.5,8,8,7,null,4.8,7,7,7,null,4.8,7,7,6,null,4.8,7,7,6,null,null,null,null,null,null,"","","","","",12]
["OFH85A","10kW以上","A",85,300,25.5,19.899999999999999,19.899999999999999,1,3,5.5,8,8,7,null,4.8,7,7,7,null,4.8,7,7,7,null,4.8,7,7,6,null,null,null,null,null,null,"","","","","",12]
["OFH87A","10kW以上","A",87,300,26.1,19.899999999999999,19.899999999999999,1,3,5.5,8,8,8,null,4.8,7,7,7,null,4.8,7,7,7,null,4.8,7,7,7,null,null,null,null,null,null,"","","","","",12]
["OFH88A","10kW以上","A",88,300,26.4,19.899999999999999,19.899999999999999,1,3,5.5,8,8,8,null,4.8,8,null,7,7,4.8,7,7,7,null,4.8,7,7,7,null,null,null,null,null,null,"","","","","",12]
["OFH89A","10kW以上","A",89,300,26.7,19.899999999999999,19.899999999999999,1,3,5.5,8,8,8,null,4.8,8,null,7,7,4.8,8,null,7,7,4.8,7,7,7,null,null,null,null,null,null,"","","","","",12]
["OFH90A","10kW以上","A",90,300,27,19.899999999999999,19.899999999999999,1,3,5.5,8,8,8,null,4.8,8,null,7,7,4.8,8,null,7,7,4.8,8,null,7,7,null,null,null,null,null,"","","","","",12]
["OFH92A","10kW以上","A",92,300,27.6,19.899999999999999,19.899999999999999,1,3,5.5,9,null,8,8,4.8,8,8,7,null,4.8,8,null,7,7,4.8,8,null,7,7,null,null,null,null,null,"","","","","",12]
["OFH93A","10kW以上","A",93,300,27.9,19.899999999999999,19.899999999999999,1,3,5.5,9,null,8,8,4.8,8,8,7,null,4.8,8,8,7,null,4.8,8,null,7,7,null,null,null,null,null,"","","","","",12]
["OFH95A","10kW以上","A",95,300,28.5,19.899999999999999,19.899999999999999,1,3,5.5,9,9,8,null,4.8,8,8,7,null,4.8,8,8,7,null,4.8,8,8,7,null,null,null,null,null,null,"","","","","",12]
["OFH96A","10kW以上","A",96,300,28.8,20.6,20.6,2,2,5.5,9,null,8,8,5.5,9,null,8,8,4.8,8,8,7,null,4.8,8,8,7,null,null,null,null,null,null,"","","","","",12]
["OFH97A","10kW以上","A",97,300,29.1,20.6,20.6,2,2,5.5,9,9,8,null,5.5,9,null,8,8,4.8,8,8,7,null,4.8,8,8,7,null,null,null,null,null,null,"","","","","",12]
["OFH98A","10kW以上","A",98,300,29.4,20.6,20.6,2,2,5.5,9,9,8,null,5.5,9,9,8,null,4.8,8,8,7,null,4.8,8,8,7,null,null,null,null,null,null,"","","","","",12]
["OFH100A","10kW以上","A",100,300,30,21.3,21.3,3,1,5.5,9,9,8,null,5.5,9,9,8,null,5.5,9,null,8,8,4.8,8,8,7,null,null,null,null,null,null,"","","","","",12]
["OFH101A","10kW以上","A",101,300,30.3,21.3,21.3,3,1,5.5,9,9,8,null,5.5,9,9,8,null,5.5,9,9,8,null,4.8,8,8,7,null,null,null,null,null,null,"","","","","",12]
["OFH103A","10kW以上","A",103,300,30.9,22,22,4,"",5.5,9,9,8,null,5.5,9,9,8,null,5.5,9,9,8,null,5.5,9,null,8,8,null,null,null,null,null,"","","","","",12]
["OFH104A","10kW以上","A",104,300,31.2,22,22,4,"",5.5,9,9,8,null,5.5,9,9,8,null,5.5,9,9,8,null,5.5,9,9,8,null,null,null,null,null,null,"","","","","",12]
["OFH105A","10kW以上","A",105,300,31.5,25.4,25.4,2,3,5.5,8,8,7,null,5.5,8,null,7,7,4.8,7,7,6,null,4.8,7,7,6,null,4.8,7,7,6,null,"","","","","",15]
["OFH106A","10kW以上","A",106,300,31.8,25.4,25.4,2,3,5.5,8,8,7,null,5.5,8,8,7,null,4.8,7,7,6,null,4.8,7,7,6,null,4.8,7,7,6,null,"","","","","",15]
["OFH108A","10kW以上","A",108,300,32.4,25.4,25.4,2,3,5.5,8,8,7,null,5.5,8,8,7,null,4.8,7,7,7,null,4.8,7,7,7,null,4.8,7,7,6,null,"","","","","",15]
["OFH109A","10kW以上","A",109,300,32.700000000000003,25.4,25.4,2,3,5.5,8,8,7,null,5.5,8,8,7,null,4.8,7,7,7,null,4.8,7,7,7,null,4.8,7,7,7,null,"","","","","",15]
["OFH111A","10kW以上","A",111,300,33.299999999999997,25.4,25.4,2,3,5.5,8,8,8,null,5.5,8,8,8,null,4.8,7,7,7,null,4.8,7,7,7,null,4.8,7,7,7,null,"","","","","",15]
["OFH112A","10kW以上","A",112,300,33.6,25.4,25.4,2,3,5.5,8,8,8,null,5.5,8,8,8,null,4.8,8,null,7,7,4.8,7,7,7,null,4.8,7,7,7,null,"","","","","",15]
["OFH113A","10kW以上","A",113,300,33.9,25.4,25.4,2,3,5.5,8,8,8,null,5.5,8,8,8,null,4.8,8,null,7,7,4.8,8,null,7,7,4.8,7,7,7,null,"","","","","",15]
["OFH114A","10kW以上","A",114,300,34.200000000000003,25.4,25.4,2,3,5.5,8,8,8,null,5.5,8,8,8,null,4.8,8,null,7,7,4.8,8,null,7,7,4.8,8,null,7,7,"","","","","",15]
["OFH116A","10kW以上","A",116,300,34.799999999999997,25.4,25.4,2,3,5.5,9,null,8,8,5.5,9,null,8,8,4.8,8,null,7,7,4.8,8,null,7,7,4.8,8,null,7,7,"","","","","",15]
["OFH117A","10kW以上","A",117,300,35.1,25.4,25.4,2,3,5.5,9,null,8,8,5.5,9,null,8,8,4.8,8,8,7,null,4.8,8,null,7,7,4.8,8,null,7,7,"","","","","",15]
["OFH119A","10kW以上","A",119,300,35.700000000000003,25.4,25.4,2,3,5.5,9,null,8,8,5.5,9,null,8,8,4.8,8,8,7,null,4.8,8,8,7,null,4.8,8,8,7,null,"","","","","",15]
["OFH120A","10kW以上","A",120,300,36,25.4,25.4,2,3,5.5,9,9,8,null,5.5,9,null,8,8,4.8,8,8,7,null,4.8,8,8,7,null,4.8,8,8,7,null,"","","","","",15]
["OGL12E","10kW未満","E",12,360,4.32,5.5,4.3,1,"",5.5,4,4,4,"","","","","","","","","","","","","","","","","","","","","","","","","","",3]
["OGL19E","10kW未満","E",19,360,6.84,9.6,6.8,"",2,4.8,5,"",5,"",4.8,5,"",4,"","","","","","","","","","","","","","","","","","","","","",4]
["OGL21E","10kW未満","E",21,360,7.56,9.6,7.5,"",2,4.8,4,4,3,"",4.8,5,"",5,"","","","","","","","","","","","","","","","","","","","","",5]
["OGL22E","10kW未満","E",22,360,7.92,9.6,7.9,"",2,4.8,4,4,3,"",4.8,4,4,3,"","","","","","","","","","","","","","","","","","","","","",6]
["OGL24E","10kW未満","E",24,360,8.64,11,8.6,2,"",5.5,4,4,4,"",5.5,4,4,4,"","","","","","","","","","","","","","","","","","","","","",6]
["OGH28E","10kW以上","E",28,360,10.08,14.399999999999999,10,"",3,4.8,5,"",5,"",4.8,5,"",4,"",4.8,5,"",4,"","","","","","","","","","","","","","","","",6]
["OGH29E","10kW以上","E",29,360,10.44,14.399999999999999,10.4,"",3,4.8,5,"",5,"",4.8,5,"",5,"",4.8,5,"",4,"","","","","","","","","","","","","","","","",6]
["OGH30E","10kW以上","E",30,360,10.8,14.399999999999999,10.8,"",3,4.8,5,"",5,"",4.8,5,"",5,"",4.8,5,"",5,"","","","","","","","","","","","","","","","",6]
["OGH32E","10kW以上","E",32,360,11.52,14.399999999999999,11.5,"",3,4.8,4,4,3,"",4.8,4,4,3,"",4.8,5,"",5,"","","","","","","","","","","","","","","","",8]
["OGH33E","10kW以上","E",33,360,11.88,14.399999999999999,11.8,"",3,4.8,4,4,3,"",4.8,4,4,3,"",4.8,4,4,3,"","","","","","","","","","","","","","","","",9]
["OGH35E","10kW以上","E",35,360,12.6,15.8,12.6,2,1,5.5,4,4,4,"",5.5,4,4,4,"",4.8,4,4,3,"","","","","","","","","","","","","","","","",9]
["OGH36E","10kW以上","E",36,360,12.96,16.5,12.9,3,"",5.5,4,4,4,"",5.5,4,4,4,"",5.5,4,4,4,"","","","","","","","","","","","","","","","",9]
["OGH39E","10kW以上","E",39,360,14.04,19.899999999999999,14,1,3,5.5,4,4,3,"",4.8,5,"",5,"",4.8,5,"",4,"",4.8,5,"",4,"","","","","","","","","","","",9]
["OGH40E","10kW以上","E",40,360,14.4,19.899999999999999,14.4,1,3,5.5,4,4,3,"",4.8,5,"",5,"",4.8,5,"",5,"",4.8,5,"",4,"","","","","","","","","","","",9]
["OGH42E","10kW以上","E",42,360,15.12,19.899999999999999,15.1,1,3,5.5,4,4,4,"",4.8,5,"",5,"",4.8,5,"",5,"",4.8,5,"",5,"","","","","","","","","","","",9]
["OGH43E","10kW以上","E",43,360,15.48,19.899999999999999,15.4,1,3,5.5,4,4,4,"",4.8,4,4,3,"",4.8,5,"",5,"",4.8,5,"",5,"","","","","","","","","","","",10]
["OGH45E","10kW以上","E",45,360,16.2,19.899999999999999,16.2,1,3,5.5,4,4,4,"",4.8,4,4,3,"",4.8,4,4,3,"",4.8,4,4,3,"","","","","","","","","","","",12]
["OGH46E","10kW以上","E",46,360,16.559999999999999,20.6,16.5,2,2,5.5,4,4,4,"",5.5,4,4,4,"",4.8,4,4,3,"",4.8,4,4,3,"","","","","","","","","","","",12]
["OGH47E","10kW以上","E",47,360,16.920000000000002,21.3,16.899999999999999,3,1,5.5,4,4,4,"",5.5,4,4,4,"",5.5,4,4,4,"",4.8,4,4,3,"","","","","","","","","","","",12]
["OGH48E","10kW以上","E",48,360,17.28,22,17.2,4,"",5.5,4,4,4,"",5.5,4,4,4,"",5.5,4,4,4,"",5.5,4,4,4,"","","","","","","","","","","",12]
["OGH51E","10kW以上","E",51,360,18.36,25.4,18.3,2,3,5.5,4,4,3,"",5.5,4,4,3,"",4.8,5,"",5,"",4.8,5,"",5,"",4.8,5,"",4,"","","","","","",12]
["OGH52E","10kW以上","E",52,360,18.72,25.4,18.7,2,3,5.5,4,4,3,"",5.5,4,4,3,"",4.8,5,"",5,"",4.8,5,"",5,"",4.8,5,"",5,"","","","","","",12]
["OGH54E","10kW以上","E",54,360,19.440000000000001,25.4,19.399999999999999,2,3,5.5,4,4,4,"",5.5,4,4,4,"",4.8,5,"",5,"",4.8,5,"",5,"",4.8,5,"",5,"","","","","","",12]
["OGH55E","10kW以上","E",55,360,19.8,25.4,19.8,2,3,5.5,4,4,4,"",5.5,4,4,4,"",4.8,4,4,3,"",4.8,5,"",5,"",4.8,5,"",5,"","","","","","",13]
["OGH56E","10kW以上","E",56,360,20.16,25.4,20.100000000000001,2,3,5.5,4,4,4,"",5.5,4,4,4,"",4.8,4,4,3,"",4.8,4,4,3,"",4.8,5,"",5,"","","","","","",14]
["OGH57E","10kW以上","E",57,360,20.52,25.4,20.5,2,3,5.5,4,4,4,"",5.5,4,4,4,"",4.8,4,4,3,"",4.8,4,4,3,"",4.8,4,4,3,"","","","","","",15]
["OGH59E","10kW以上","E",59,360,21.24,26.8,21.2,4,1,5.5,4,4,4,"",5.5,4,4,4,"",5.5,4,4,4,"",5.5,4,4,4,"",4.8,4,4,3,"","","","","","",15]
["OGH60E","10kW以上","E",60,360,21.6,27.5,21.6,5,"",5.5,4,4,4,"",5.5,4,4,4,"",5.5,4,4,4,"",5.5,4,4,4,"",5.5,4,4,4,"","","","","","",15]
["OGH62E","10kW以上","E",62,360,22.32,30.9,22.3,3,3,5.5,4,4,3,"",5.5,4,4,3,"",5.5,4,4,3,"",4.8,5,"",5,"",4.8,5,"",5,"",4.8,5,"",4,"",15]
["OGH63E","10kW以上","E",63,360,22.68,30.9,22.6,3,3,5.5,4,4,3,"",5.5,4,4,3,"",5.5,4,4,3,"",4.8,5,"",5,"",4.8,5,"",5,"",4.8,5,"",5,"",15]
["OGH64E","10kW以上","E",64,360,23.04,30.9,23,3,3,5.5,4,4,4,"",5.5,4,4,3,"",5.5,4,4,3,"",4.8,5,"",5,"",4.8,5,"",5,"",4.8,5,"",5,"",15]
["OGH65E","10kW以上","E",65,360,23.4,30.9,23.4,3,3,5.5,4,4,4,"",5.5,4,4,4,"",5.5,4,4,3,"",4.8,5,"",5,"",4.8,5,"",5,"",4.8,5,"",5,"",15]
["OGH67E","10kW以上","E",67,360,24.12,30.9,24.1,3,3,5.5,4,4,4,"",5.5,4,4,4,"",5.5,4,4,4,"",4.8,4,4,3,"",4.8,5,"",5,"",4.8,5,"",5,"",16]
["OGH68E","10kW以上","E",68,360,24.48,30.9,24.4,3,3,5.5,4,4,4,"",5.5,4,4,4,"",5.5,4,4,4,"",4.8,4,4,3,"",4.8,4,4,3,"",4.8,5,"",5,"",17]
["OGH70E","10kW以上","E",70,360,25.2,31.6,25.2,4,2,5.5,4,4,4,"",5.5,4,4,4,"",5.5,4,4,4,"",5.5,4,4,4,"",4.8,4,4,3,"",4.8,4,4,3,"",18]
["OGH71E","10kW以上","E",71,360,25.56,32.299999999999997,25.5,5,1,5.5,4,4,4,"",5.5,4,4,4,"",5.5,4,4,4,"",5.5,4,4,4,"",5.5,4,4,4,"",4.8,4,4,3,"",18]
["OGH72E","10kW以上","E",72,360,25.92,33,25.9,6,"",5.5,4,4,4,"",5.5,4,4,4,"",5.5,4,4,4,"",5.5,4,4,4,"",5.5,4,4,4,"",5.5,4,4,4,"",18]
["OGL12D","10kW未満","D",12,360,4.32,4.8,4.3,"",1,4.8,4,4,4,"","","","","","","","","","","","","","","","","","","","","","","","","","",3]
["OGL14D","10kW未満","D",14,360,5.04,5.5,5,1,"",5.5,5,5,4,"","","","","","","","","","","","","","","","","","","","","","","","","","",3]
["OGL23D","10kW未満","D",23,360,8.2799999999999994,9.6,8.1999999999999993,"",2,4.8,4,4,4,"",4.8,4,4,3,"","","","","","","","","","","","","","","","","","","","","",6]
["OGL24D","10kW未満","D",24,360,8.64,9.6,8.6,"",2,4.8,4,4,4,"",4.8,4,4,4,"","","","","","","","","","","","","","","","","","","","","",6]
["OGL25D","10kW未満","D",25,360,9,10.3,9,1,1,5.5,5,5,4,"",4.8,4,4,3,"","","","","","","","","","","","","","","","","","","","","",6]
["OGL26D","10kW未満","D",26,360,9.36,10.3,9.3000000000000007,1,1,5.5,5,5,4,"",4.8,4,4,4,"","","","","","","","","","","","","","","","","","","","","",6]
["OGL27D","10kW未満","D",27,360,9.7200000000000006,11,9.6999999999999993,2,"",5.5,5,5,4,"",5.5,5,"",4,4,"","","","","","","","","","","","","","","","","","","","",6]
["OGH28D","10kW以上","D",28,360,10.08,11,10,2,"",5.5,5,5,4,"",5.5,5,5,4,"","","","","","","","","","","","","","","","","","","","","",6]
["OGH34D","10kW以上","D",34,360,12.24,14.399999999999999,12.2,"",3,4.8,4,4,4,"",4.8,4,4,3,"",4.8,4,4,3,"","","","","","","","","","","","","","","","",9]
["OGH35D","10kW以上","D",35,360,12.6,14.399999999999999,12.6,"",3,4.8,4,4,4,"",4.8,4,4,4,"",4.8,4,4,3,"","","","","","","","","","","","","","","","",9]
["OGH36D","10kW以上","D",36,360,12.96,14.399999999999999,12.9,"",3,4.8,4,4,4,"",4.8,4,4,4,"",4.8,4,4,4,"","","","","","","","","","","","","","","","",9]
["OGH37D","10kW以上","D",37,360,13.32,15.1,13.3,1,2,5.5,5,5,4,"",4.8,4,4,4,"",4.8,4,4,3,"","","","","","","","","","","","","","","","",9]
["OGH38D","10kW以上","D",38,360,13.68,15.1,13.6,1,2,5.5,5,5,4,"",4.8,4,4,4,"",4.8,4,4,4,"","","","","","","","","","","","","","","","",9]
["OGH39D","10kW以上","D",39,360,14.04,15.8,14,2,1,5.5,5,5,4,"",5.5,5,5,4,"",4.8,4,4,3,"","","","","","","","","","","","","","","","",9]
["OGH40D","10kW以上","D",40,360,14.4,15.8,14.4,2,1,5.5,5,5,4,"",5.5,5,5,4,"",4.8,4,4,4,"","","","","","","","","","","","","","","","",9]
["OGH41D","10kW以上","D",41,360,14.76,16.5,14.7,3,"",5.5,5,5,4,"",5.5,5,5,4,"",5.5,5,"",4,4,"","","","","","","","","","","","","","","",9]
["OGH42D","10kW以上","D",42,360,15.12,16.5,15.1,3,"",5.5,5,5,4,"",5.5,5,5,4,"",5.5,5,5,4,"","","","","","","","","","","","","","","","",9]
["OGH47D","10kW以上","D",47,360,16.920000000000002,19.899999999999999,16.899999999999999,1,3,5.5,5,5,4,"",4.8,4,4,3,"",4.8,4,4,3,"",4.8,4,4,3,"","","","","","","","","","","",12]
["OGH48D","10kW以上","D",48,360,17.28,19.899999999999999,17.2,1,3,5.5,5,5,4,"",4.8,4,4,4,"",4.8,4,4,3,"",4.8,4,4,3,"","","","","","","","","","","",12]
["OGH49D","10kW以上","D",49,360,17.64,19.899999999999999,17.600000000000001,1,3,5.5,5,5,4,"",4.8,4,4,4,"",4.8,4,4,4,"",4.8,4,4,3,"","","","","","","","","","","",12]
["OGH50D","10kW以上","D",50,360,18,19.899999999999999,18,1,3,5.5,5,5,4,"",4.8,4,4,4,"",4.8,4,4,4,"",4.8,4,4,4,"","","","","","","","","","","",12]
["OGH51D","10kW以上","D",51,360,18.36,20.6,18.3,2,2,5.5,5,5,4,"",5.5,5,5,4,"",4.8,4,4,4,"",4.8,4,4,3,"","","","","","","","","","","",12]
["OGH52D","10kW以上","D",52,360,18.72,20.6,18.7,2,2,5.5,5,5,4,"",5.5,5,5,4,"",4.8,4,4,4,"",4.8,4,4,4,"","","","","","","","","","","",12]
["OGH53D","10kW以上","D",53,360,19.079999999999998,21.3,19,3,1,5.5,5,5,4,"",5.5,5,5,4,"",5.5,5,5,4,"",4.8,4,4,3,"","","","","","","","","","","",12]
["OGH54D","10kW以上","D",54,360,19.440000000000001,21.3,19.399999999999999,3,1,5.5,5,5,4,"",5.5,5,5,4,"",5.5,5,5,4,"",4.8,4,4,4,"","","","","","","","","","","",12]
["OGH55D","10kW以上","D",55,360,19.8,22,19.8,4,"",5.5,5,5,4,"",5.5,5,5,4,"",5.5,5,5,4,"",5.5,5,"",4,4,"","","","","","","","","","",12]
["OGH56D","10kW以上","D",56,360,20.16,22,20.100000000000001,4,"",5.5,5,5,4,"",5.5,5,5,4,"",5.5,5,5,4,"",5.5,5,5,4,"","","","","","","","","","","",12]
["OGH60D","10kW以上","D",60,360,21.6,25.4,21.6,2,3,5.5,5,5,4,"",5.5,5,"",4,4,4.8,4,4,3,"",4.8,4,4,3,"",4.8,4,4,3,"","","","","","",15]
["OGH61D","10kW以上","D",61,360,21.96,25.4,21.9,2,3,5.5,5,5,4,"",5.5,5,5,4,"",4.8,4,4,3,"",4.8,4,4,3,"",4.8,4,4,3,"","","","","","",15]
["OGH62D","10kW以上","D",62,360,22.32,25.4,22.3,2,3,5.5,5,5,4,"",5.5,5,5,4,"",4.8,4,4,4,"",4.8,4,4,3,"",4.8,4,4,3,"","","","","","",15]
["OGH63D","10kW以上","D",63,360,22.68,25.4,22.6,2,3,5.5,5,5,4,"",5.5,5,5,4,"",4.8,4,4,4,"",4.8,4,4,4,"",4.8,4,4,3,"","","","","","",15]
["OGH64D","10kW以上","D",64,360,23.04,25.4,23,2,3,5.5,5,5,4,"",5.5,5,5,4,"",4.8,4,4,4,"",4.8,4,4,4,"",4.8,4,4,4,"","","","","","",15]
["OGH65D","10kW以上","D",65,360,23.4,26.1,23.4,3,2,5.5,5,5,4,"",5.5,5,5,4,"",5.5,5,5,4,"",4.8,4,4,4,"",4.8,4,4,3,"","","","","","",15]
["OGH66D","10kW以上","D",66,360,23.76,26.1,23.7,3,2,5.5,5,5,4,"",5.5,5,5,4,"",5.5,5,5,4,"",4.8,4,4,4,"",4.8,4,4,4,"","","","","","",15]
["OGH67D","10kW以上","D",67,360,24.12,26.8,24.1,4,1,5.5,5,5,4,"",5.5,5,5,4,"",5.5,5,5,4,"",5.5,5,5,4,"",4.8,4,4,3,"","","","","","",15]
["OGH68D","10kW以上","D",68,360,24.48,26.8,24.4,4,1,5.5,5,5,4,"",5.5,5,5,4,"",5.5,5,5,4,"",5.5,5,5,4,"",4.8,4,4,4,"","","","","","",15]
["OGH69D","10kW以上","D",69,360,24.84,27.5,24.8,5,"",5.5,5,5,4,"",5.5,5,5,4,"",5.5,5,5,4,"",5.5,5,5,4,"",5.5,5,"",4,4,"","","","","",15]
["OGH70D","10kW以上","D",70,360,25.2,27.5,25.2,5,"",5.5,5,5,4,"",5.5,5,5,4,"",5.5,5,5,4,"",5.5,5,5,4,"",5.5,5,5,4,"","","","","","",15]
["OGH73D","10kW以上","D",73,360,26.28,30.9,26.2,3,3,5.5,5,5,4,"",5.5,5,"",4,4,5.5,5,"",4,4,4.8,4,4,3,"",4.8,4,4,3,"",4.8,4,4,3,"",18]
["OGH74D","10kW以上","D",74,360,26.64,30.9,26.6,3,3,5.5,5,5,4,"",5.5,5,5,4,"",5.5,5,"",4,4,4.8,4,4,3,"",4.8,4,4,3,"",4.8,4,4,3,"",18]
["OGH75D","10kW以上","D",75,360,27,30.9,27,3,3,5.5,5,5,4,"",5.5,5,5,4,"",5.5,5,5,4,"",4.8,4,4,3,"",4.8,4,4,3,"",4.8,4,4,3,"",18]
["OGH76D","10kW以上","D",76,360,27.36,30.9,27.3,3,3,5.5,5,5,4,"",5.5,5,5,4,"",5.5,5,5,4,"",4.8,4,4,4,"",4.8,4,4,3,"",4.8,4,4,3,"",18]
["OGH77D","10kW以上","D",77,360,27.72,30.9,27.7,3,3,5.5,5,5,4,"",5.5,5,5,4,"",5.5,5,5,4,"",4.8,4,4,4,"",4.8,4,4,4,"",4.8,4,4,3,"",18]
["OGH78D","10kW以上","D",78,360,28.08,30.9,28,3,3,5.5,5,5,4,"",5.5,5,5,4,"",5.5,5,5,4,"",4.8,4,4,4,"",4.8,4,4,4,"",4.8,4,4,4,"",18]
["OGH79D","10kW以上","D",79,360,28.44,31.6,28.4,4,2,5.5,5,5,4,"",5.5,5,5,4,"",5.5,5,5,4,"",5.5,5,5,4,"",4.8,4,4,4,"",4.8,4,4,3,"",18]
["OGH80D","10kW以上","D",80,360,28.8,31.6,28.8,4,2,5.5,5,5,4,"",5.5,5,5,4,"",5.5,5,5,4,"",5.5,5,5,4,"",4.8,4,4,4,"",4.8,4,4,4,"",18]
["OGH81D","10kW以上","D",81,360,29.16,32.299999999999997,29.1,5,1,5.5,5,5,4,"",5.5,5,5,4,"",5.5,5,5,4,"",5.5,5,5,4,"",5.5,5,5,4,"",4.8,4,4,3,"",18]
["OGH82D","10kW以上","D",82,360,29.52,32.299999999999997,29.5,5,1,5.5,5,5,4,"",5.5,5,5,4,"",5.5,5,5,4,"",5.5,5,5,4,"",5.5,5,5,4,"",4.8,4,4,4,"",18]
["OGH83D","10kW以上","D",83,360,29.88,33,29.8,6,"",5.5,5,5,4,"",5.5,5,5,4,"",5.5,5,5,4,"",5.5,5,5,4,"",5.5,5,5,4,"",5.5,5,"",4,4,18]
["OGH84D","10kW以上","D",84,360,30.24,33,30.2,6,"",5.5,5,5,4,"",5.5,5,5,4,"",5.5,5,5,4,"",5.5,5,5,4,"",5.5,5,5,4,"",5.5,5,5,4,"",18]
["OGL13C","10kW未満","C",13,360,4.68,4.8,4.5999999999999996,"",1,4.8,5,"",4,4,"","","","","","","","","","","","","","","","","","","","","","","","","",3]
["OGL14C","10kW未満","C",14,360,5.04,4.8,4.8,"",1,4.8,5,5,4,"","","","","","","","","","","","","","","","","","","","","","","","","","",3]
["OGL15C","10kW未満","C",15,360,5.4,5.5,5.4,1,"",5.5,5,5,5,"","","","","","","","","","","","","","","","","","","","","","","","","","",3]
["OGL16C","10kW未満","C",16,360,5.76,5.5,5.5,1,"",5.5,4,4,4,4,"","","","","","","","","","","","","","","","","","","","","","","","","",4]
["OGL26C","10kW未満","C",26,360,9.36,9.6,9.3000000000000007,"",2,4.8,5,"",4,4,4.8,5,"",4,4,"","","","","","","","","","","","","","","","","","","","",6]
["OGL27C","10kW未満","C",27,360,9.7200000000000006,9.6,9.4,"",2,4.8,5,5,4,"",4.8,5,"",4,4,"","","","","","","","","","","","","","","","","","","","",6]
["OGL28C","10kW未満","C",28,360,10.08,9.6,9.6,"",2,4.8,5,5,4,null,4.8,5,5,4,null,"","","","","","","","","","","","","","","","","","","","",6]
["OGL29C","10kW未満","C",29,360,10.44,9.6,9.6,"",2,4.8,5,5,5,null,4.8,5,5,4,null,"","","","","","","","","","","","","","","","","","","","",6]
["OGH28C","10kW以上","C",28,360,10.08,10.3,10,1,1,5.5,5,5,5,"",4.8,5,"",4,4,"","","","","","","","","","","","","","","","","","","","",6]
["OGH29C","10kW以上","C",29,360,10.44,10.3,10.1,1,1,5.5,4,4,4,4,4.8,5,"",4,4,"","","","","","","","","","","","","","","","","","","","",7]
["OGH30C","10kW以上","C",30,360,10.8,10.3,10.3,1,1,5.5,4,4,4,4,4.8,5,5,4,"","","","","","","","","","","","","","","","","","","","","",7]
["OGH31C","10kW以上","C",31,360,11.16,11,10.9,2,"",5.5,4,4,4,4,5.5,5,5,5,"","","","","","","","","","","","","","","","","","","","","",7]
["OGH32C","10kW以上","C",32,360,11.52,11,11,2,"",5.5,4,4,4,4,5.5,4,4,4,4,"","","","","","","","","","","","","","","","","","","","",8]
["OGH38C","10kW以上","C",38,360,13.68,14.399999999999999,13.6,"",3,4.8,5,"",4,4,4.8,5,"",4,4,4.8,4,4,4,"","","","","","","","","","","","","","","","",9]
["OGH39C","10kW以上","C",39,360,14.04,14.399999999999999,14,"",3,4.8,5,"",4,4,4.8,5,"",4,4,4.8,5,"",4,4,"","","","","","","","","","","","","","","",9]
["OGH40C","10kW以上","C",40,360,14.4,14.399999999999999,14.1,"",3,4.8,5,5,4,"",4.8,5,"",4,4,4.8,5,"",4,4,"","","","","","","","","","","","","","","",9]
["OGH41C","10kW以上","C",41,360,14.76,14.399999999999999,14.2,"",3,4.8,5,5,4,"",4.8,5,5,4,"",4.8,5,"",4,4,"","","","","","","","","","","","","","","",9]
["OGH42C","10kW以上","C",42,360,15.12,14.399999999999999,14.4,"",3,4.8,5,5,4,"",4.8,5,5,4,"",4.8,5,5,4,"","","","","","","","","","","","","","","","",9]
["OGH43C","10kW以上","C",43,360,15.48,15.1,14.9,1,2,5.5,4,4,4,4,4.8,5,5,4,"",4.8,5,"",4,4,"","","","","","","","","","","","","","","",10]
["OGH44C","10kW以上","C",44,360,15.84,15.1,15.1,1,2,5.5,4,4,4,4,4.8,5,5,4,"",4.8,5,5,4,"","","","","","","","","","","","","","","","",10]
["OGH45C","10kW以上","C",45,360,16.2,15.8,15.6,2,1,5.5,4,4,4,4,5.5,4,4,4,4,4.8,5,"",4,4,"","","","","","","","","","","","","","","",11]
["OGH46C","10kW以上","C",46,360,16.559999999999999,15.8,15.8,2,1,5.5,4,4,4,4,5.5,4,4,4,4,4.8,5,5,4,"","","","","","","","","","","","","","","","",11]
["OGH47C","10kW以上","C",47,360,16.920000000000002,16.5,16.399999999999999,3,"",5.5,4,4,4,4,5.5,4,4,4,4,5.5,5,5,5,"","","","","","","","","","","","","","","","",11]
["OGH48C","10kW以上","C",48,360,17.28,16.5,16.5,3,"",5.5,4,4,4,4,5.5,4,4,4,4,5.5,4,4,4,4,"","","","","","","","","","","","","","","",12]
["OGH53C","10kW以上","C",53,360,19.079999999999998,19.899999999999999,19,1,3,5.5,5,5,5,"",4.8,5,"",4,4,4.8,5,"",4,4,4.8,4,4,4,"","","","","","","","","","","",12]
["OGH54C","10kW以上","C",54,360,19.440000000000001,19.899999999999999,19.399999999999999,1,3,5.5,5,5,5,"",4.8,5,"",4,4,4.8,5,"",4,4,4.8,5,"",4,4,"","","","","","","","","","",12]
["OGH55C","10kW以上","C",55,360,19.8,19.899999999999999,19.5,1,3,5.5,4,4,4,4,4.8,5,"",4,4,4.8,5,"",4,4,4.8,5,"",4,4,"","","","","","","","","","",13]
["OGH56C","10kW以上","C",56,360,20.16,19.899999999999999,19.600000000000001,1,3,5.5,4,4,4,4,4.8,5,5,4,"",4.8,5,"",4,4,4.8,5,"",4,4,"","","","","","","","","","",13]
["OGH57C","10kW以上","C",57,360,20.52,19.899999999999999,19.7,1,3,5.5,4,4,4,4,4.8,5,5,4,"",4.8,5,5,4,"",4.8,5,"",4,4,"","","","","","","","","","",13]
["OGH58C","10kW以上","C",58,360,20.88,19.899999999999999,19.899999999999999,1,3,5.5,4,4,4,4,4.8,5,5,4,"",4.8,5,5,4,"",4.8,5,5,4,"","","","","","","","","","","",13]
["OGH59C","10kW以上","C",59,360,21.24,20.6,20.399999999999999,2,2,5.5,4,4,4,4,5.5,4,4,4,4,4.8,5,5,4,"",4.8,5,"",4,4,"","","","","","","","","","",14]
["OGH60C","10kW以上","C",60,360,21.6,20.6,20.6,2,2,5.5,4,4,4,4,5.5,4,4,4,4,4.8,5,5,4,"",4.8,5,5,4,"","","","","","","","","","","",14]
["OGH61C","10kW以上","C",61,360,21.96,21.3,21.1,3,1,5.5,4,4,4,4,5.5,4,4,4,4,5.5,4,4,4,4,4.8,5,"",4,4,"","","","","","","","","","",15]
["OGH62C","10kW以上","C",62,360,22.32,21.3,21.3,3,1,5.5,4,4,4,4,5.5,4,4,4,4,5.5,4,4,4,4,4.8,5,5,4,"","","","","","","","","","","",15]
["OGH63C","10kW以上","C",63,360,22.68,22,21.9,4,"",5.5,4,4,4,4,5.5,4,4,4,4,5.5,4,4,4,4,5.5,5,5,5,"","","","","","","","","","","",15]
["OGH64C","10kW以上","C",64,360,23.04,22,22,4,"",5.5,4,4,4,4,5.5,4,4,4,4,5.5,4,4,4,4,5.5,4,4,4,4,"","","","","","","","","","",16]
["OGH67C","10kW以上","C",67,360,24.12,25.4,24.1,2,3,5.5,5,5,5,"",5.5,5,5,5,"",4.8,5,"",4,4,4.8,4,4,4,"",4.8,4,4,4,"","","","","","",15]
["OGH68C","10kW以上","C",68,360,24.48,25.4,24.4,2,3,5.5,5,5,5,"",5.5,5,5,5,"",4.8,5,"",4,4,4.8,5,"",4,4,4.8,4,4,4,"","","","","","",15]
["OGH69C","10kW以上","C",69,360,24.84,25.4,24.8,2,3,5.5,5,5,5,"",5.5,5,5,5,"",4.8,5,"",4,4,4.8,5,"",4,4,4.8,5,"",4,4,"","","","","",15]
["OGH70C","10kW以上","C",70,360,25.2,25.4,24.9,2,3,5.5,4,4,4,4,5.5,5,5,5,"",4.8,5,"",4,4,4.8,5,"",4,4,4.8,5,"",4,4,"","","","","",16]
["OGH71C","10kW以上","C",71,360,25.56,25.4,25,2,3,5.5,4,4,4,4,5.5,4,4,4,4,4.8,5,"",4,4,4.8,5,"",4,4,4.8,5,"",4,4,"","","","","",17]
["OGH72C","10kW以上","C",72,360,25.92,25.4,25.1,2,3,5.5,4,4,4,4,5.5,4,4,4,4,4.8,5,5,4,"",4.8,5,"",4,4,4.8,5,"",4,4,"","","","","",17]
["OGH73C","10kW以上","C",73,360,26.28,25.4,25.2,2,3,5.5,4,4,4,4,5.5,4,4,4,4,4.8,5,5,4,"",4.8,5,5,4,"",4.8,5,"",4,4,"","","","","",17]
["OGH74C","10kW以上","C",74,360,26.64,25.4,25.4,2,3,5.5,4,4,4,4,5.5,4,4,4,4,4.8,5,5,4,"",4.8,5,5,4,"",4.8,5,5,4,"","","","","","",17]
["OGH75C","10kW以上","C",75,360,27,26.1,25.9,3,2,5.5,4,4,4,4,5.5,4,4,4,4,5.5,4,4,4,4,4.8,5,5,4,"",4.8,5,"",4,4,"","","","","",18]
["OGH76C","10kW以上","C",76,360,27.36,26.1,26.1,3,2,5.5,4,4,4,4,5.5,4,4,4,4,5.5,4,4,4,4,4.8,5,5,4,"",4.8,5,5,4,"","","","","","",18]
["OGH77C","10kW以上","C",77,360,27.72,26.8,26.6,4,1,5.5,4,4,4,4,5.5,4,4,4,4,5.5,4,4,4,4,5.5,4,4,4,4,4.8,5,"",4,4,"","","","","",19]
["OGH78C","10kW以上","C",78,360,28.08,26.8,26.8,4,1,5.5,4,4,4,4,5.5,4,4,4,4,5.5,4,4,4,4,5.5,4,4,4,4,4.8,5,5,4,"","","","","","",19]
["OGH79C","10kW以上","C",79,360,28.44,27.5,27.4,5,"",5.5,4,4,4,4,5.5,4,4,4,4,5.5,4,4,4,4,5.5,4,4,4,4,5.5,5,5,5,"","","","","","",19]
["OGH80C","10kW以上","C",80,360,28.8,27.5,27.5,5,"",5.5,4,4,4,4,5.5,4,4,4,4,5.5,4,4,4,4,5.5,4,4,4,4,5.5,4,4,4,4,"","","","","",20]
["OGH82C","10kW以上","C",82,360,29.52,30.9,29.5,3,3,5.5,5,5,5,"",5.5,5,5,5,"",5.5,5,5,5,"",4.8,5,"",4,4,4.8,4,4,4,"",4.8,4,4,4,"",18]
["OGH83C","10kW以上","C",83,360,29.88,30.9,29.8,3,3,5.5,5,5,5,"",5.5,5,5,5,"",5.5,5,5,5,"",4.8,5,"",4,4,4.8,5,"",4,4,4.8,4,4,4,"",18]
["OGH84C","10kW以上","C",84,360,30.24,30.9,30.2,3,3,5.5,5,5,5,"",5.5,5,5,5,"",5.5,5,5,5,"",4.8,5,"",4,4,4.8,5,"",4,4,4.8,5,"",4,4,18]
["OGH85C","10kW以上","C",85,360,30.6,30.9,30.3,3,3,5.5,4,4,4,4,5.5,5,5,5,"",5.5,5,5,5,"",4.8,5,"",4,4,4.8,5,"",4,4,4.8,5,"",4,4,19]
["OGH86C","10kW以上","C",86,360,30.96,30.9,30.4,3,3,5.5,4,4,4,4,5.5,4,4,4,4,5.5,5,5,5,"",4.8,5,"",4,4,4.8,5,"",4,4,4.8,5,"",4,4,20]
["OGH87C","10kW以上","C",87,360,31.32,30.9,30.5,3,3,5.5,4,4,4,4,5.5,4,4,4,4,5.5,4,4,4,4,4.8,5,"",4,4,4.8,5,"",4,4,4.8,5,"",4,4,21]
["OGH88C","10kW以上","C",88,360,31.68,30.9,30.6,3,3,5.5,4,4,4,4,5.5,4,4,4,4,5.5,4,4,4,4,4.8,5,5,4,"",4.8,5,"",4,4,4.8,5,"",4,4,21]
["OGH89C","10kW以上","C",89,360,32.04,30.9,30.7,3,3,5.5,4,4,4,4,5.5,4,4,4,4,5.5,4,4,4,4,4.8,5,5,4,"",4.8,5,5,4,"",4.8,5,"",4,4,21]
["OGH90C","10kW以上","C",90,360,32.4,30.9,30.9,3,3,5.5,4,4,4,4,5.5,4,4,4,4,5.5,4,4,4,4,4.8,5,5,4,"",4.8,5,5,4,"",4.8,5,5,4,"",21]
["OGH91C","10kW以上","C",91,360,32.76,31.6,31.4,4,2,5.5,4,4,4,4,5.5,4,4,4,4,5.5,4,4,4,4,5.5,4,4,4,4,4.8,5,5,4,"",4.8,5,"",4,4,22]
["OGH92C","10kW以上","C",92,360,33.119999999999997,31.6,31.6,4,2,5.5,4,4,4,4,5.5,4,4,4,4,5.5,4,4,4,4,5.5,4,4,4,4,4.8,5,5,4,"",4.8,5,5,4,"",22]
["OGH93C","10kW以上","C",93,360,33.479999999999997,32.299999999999997,32.1,5,1,5.5,4,4,4,4,5.5,4,4,4,4,5.5,4,4,4,4,5.5,4,4,4,4,5.5,4,4,4,4,4.8,5,"",4,4,23]
["OGH94C","10kW以上","C",94,360,33.840000000000003,32.299999999999997,32.299999999999997,5,1,5.5,4,4,4,4,5.5,4,4,4,4,5.5,4,4,4,4,5.5,4,4,4,4,5.5,4,4,4,4,4.8,5,5,4,"",23]
["OGH95C","10kW以上","C",95,360,34.200000000000003,33,32.9,6,"",5.5,4,4,4,4,5.5,4,4,4,4,5.5,4,4,4,4,5.5,4,4,4,4,5.5,4,4,4,4,5.5,5,5,5,"",23]
["OGH96C","10kW以上","C",96,360,34.56,33,33,6,"",5.5,4,4,4,4,5.5,4,4,4,4,5.5,4,4,4,4,5.5,4,4,4,4,5.5,4,4,4,4,5.5,4,4,4,4,24]
["OGL15B","10kW未満","B",15,360,5.4,4.8,4.8,"",1,4.8,5,5,5,"","","","","","","","","","","","","","","","","","","","","","","","","","",3]
["OGL16B","10kW未満","B",16,360,5.76,4.8,4.8,"",1,4.8,4,4,4,4,"","","","","","","","","","","","","","","","","","","","","","","","","",4]
["OGL17B","10kW未満","B",17,360,6.12,5.5,5.5,1,"",5.5,5,4,4,4,"","","","","","","","","","","","","","","","","","","","","","","","","",4]
["OGL18B","10kW未満","B",18,360,6.48,5.5,5.5,1,"",5.5,5,5,4,4,"","","","","","","","","","","","","","","","","","","","","","","","","",4]
["OGL19B","10kW未満","B",19,360,6.84,5.5,5.5,1,"",5.5,5,5,5,4,"","","","","","","","","","","","","","","","","","","","","","","","","",4]
["OGL30B","10kW未満","B",30,360,10.8,9.6,9.6,"",2,4.8,5,5,5,null,4.8,5,5,5,null,"","","","","","","","","","","","","","","","","","","","",6]
["OGL31B","10kW未満","B",31,360,11.16,9.6,9.6,"",2,4.8,4,4,4,4,4.8,5,5,5,null,"","","","","","","","","","","","","","","","","","","","",7]
["OGL32B","10kW未満","B",32,360,11.52,9.6,9.6,"",2,4.8,4,4,4,4,4.8,4,4,4,4,"","","","","","","","","","","","","","","","","","","","",8]
["OGL33B","10kW未満","B",33,360,11.88,9.6,9.6,"",2,4.8,5,4,4,4,4.8,4,4,4,4,"","","","","","","","","","","","","","","","","","","","",8]
["OGH32B","10kW以上","B",32,360,11.52,10.3,10.3,1,1,5.5,5,5,4,4,4.8,5,5,4,"","","","","","","","","","","","","","","","","","","","","",7]
["OGH33B","10kW以上","B",33,360,11.88,10.3,10.3,1,1,5.5,5,5,4,4,4.8,5,5,5,"","","","","","","","","","","","","","","","","","","","","",7]
["OGH34B","10kW以上","B",34,360,12.24,10.3,10.3,1,1,5.5,5,5,5,4,4.8,5,5,5,"","","","","","","","","","","","","","","","","","","","","",7]
["OGH35B","10kW以上","B",35,360,12.6,10.3,10.3,1,1,5.5,5,5,5,4,4.8,4,4,4,4,"","","","","","","","","","","","","","","","","","","","",8]
["OGH36B","10kW以上","B",36,360,12.96,11,11,2,"",5.5,5,5,4,4,5.5,5,5,4,4,"","","","","","","","","","","","","","","","","","","","",8]
["OGH37B","10kW以上","B",37,360,13.32,11,11,2,"",5.5,5,5,5,4,5.5,5,5,4,4,"","","","","","","","","","","","","","","","","","","","",8]
["OGH38B","10kW以上","B",38,360,13.68,11,11,2,"",5.5,5,5,5,4,5.5,5,5,5,4,"","","","","","","","","","","","","","","","","","","","",8]
["OGH44B","10kW以上","B",44,360,15.84,14.399999999999999,14.4,"",3,4.8,5,5,5,"",4.8,5,5,5,"",4.8,5,5,4,"","","","","","","","","","","","","","","","",9]
["OGH45B","10kW以上","B",45,360,16.2,14.399999999999999,14.4,"",3,4.8,5,5,5,"",4.8,5,5,5,"",4.8,5,5,5,"","","","","","","","","","","","","","","","",9]
["OGH46B","10kW以上","B",46,360,16.559999999999999,14.399999999999999,14.4,"",3,4.8,4,4,4,4,4.8,5,5,5,"",4.8,5,5,5,"","","","","","","","","","","","","","","","",10]
["OGH47B","10kW以上","B",47,360,16.920000000000002,14.399999999999999,14.4,"",3,4.8,4,4,4,4,4.8,4,4,4,4,4.8,5,5,5,"","","","","","","","","","","","","","","","",11]
["OGH48B","10kW以上","B",48,360,17.28,14.399999999999999,14.4,"",3,4.8,4,4,4,4,4.8,4,4,4,4,4.8,4,4,4,4,"","","","","","","","","","","","","","","",12]
["OGH49B","10kW以上","B",49,360,17.64,15.1,15.1,1,2,5.5,5,5,5,4,4.8,5,5,5,"",4.8,5,5,5,"","","","","","","","","","","","","","","","",10]
["OGH50B","10kW以上","B",50,360,18,15.1,15.1,1,2,5.5,5,5,5,4,4.8,4,4,4,4,4.8,5,5,5,"","","","","","","","","","","","","","","","",11]
["OGH51B","10kW以上","B",51,360,18.36,15.1,15.1,1,2,5.5,5,5,5,4,4.8,4,4,4,4,4.8,4,4,4,4,"","","","","","","","","","","","","","","",12]
["OGH52B","10kW以上","B",52,360,18.72,15.8,15.8,2,1,5.5,5,5,5,4,5.5,5,5,4,4,4.8,5,5,5,"","","","","","","","","","","","","","","","",11]
["OGH53B","10kW以上","B",53,360,19.079999999999998,15.8,15.8,2,1,5.5,5,5,5,4,5.5,5,5,5,4,4.8,5,5,5,"","","","","","","","","","","","","","","","",11]
["OGH54B","10kW以上","B",54,360,19.440000000000001,15.8,15.8,2,1,5.5,5,5,5,4,5.5,5,5,5,4,4.8,4,4,4,4,"","","","","","","","","","","","","","","",12]
["OGH55B","10kW以上","B",55,360,19.8,16.5,16.5,3,"",5.5,5,5,5,4,5.5,5,5,4,4,5.5,5,5,4,4,"","","","","","","","","","","","","","","",12]
["OGH56B","10kW以上","B",56,360,20.16,16.5,16.5,3,"",5.5,5,5,5,4,5.5,5,5,5,4,5.5,5,5,4,4,"","","","","","","","","","","","","","","",12]
["OGH57B","10kW以上","B",57,360,20.52,16.5,16.5,3,"",5.5,5,5,5,4,5.5,5,5,5,4,5.5,5,5,5,4,"","","","","","","","","","","","","","","",12]
["OGH61B","10kW以上","B",61,360,21.96,19.899999999999999,19.899999999999999,1,3,5.5,5,5,4,4,4.8,5,5,5,"",4.8,5,5,4,"",4.8,5,5,4,"","","","","","","","","","","",13]
["OGH62B","10kW以上","B",62,360,22.32,19.899999999999999,19.899999999999999,1,3,5.5,5,5,4,4,4.8,5,5,5,"",4.8,5,5,5,"",4.8,5,5,4,"","","","","","","","","","","",13]
["OGH63B","10kW以上","B",63,360,22.68,19.899999999999999,19.899999999999999,1,3,5.5,5,5,4,4,4.8,5,5,5,"",4.8,5,5,5,"",4.8,5,5,5,"","","","","","","","","","","",13]
["OGH64B","10kW以上","B",64,360,23.04,19.899999999999999,19.899999999999999,1,3,5.5,5,5,5,4,4.8,5,5,5,"",4.8,5,5,5,"",4.8,5,5,5,"","","","","","","","","","","",13]
["OGH65B","10kW以上","B",65,360,23.4,19.899999999999999,19.899999999999999,1,3,5.5,5,5,5,4,4.8,4,4,4,4,4.8,5,5,5,"",4.8,5,5,5,"","","","","","","","","","","",14]
["OGH66B","10kW以上","B",66,360,23.76,19.899999999999999,19.899999999999999,1,3,5.5,5,5,5,4,4.8,4,4,4,4,4.8,4,4,4,4,4.8,5,5,5,"","","","","","","","","","","",15]
["OGH67B","10kW以上","B",67,360,24.12,19.899999999999999,19.899999999999999,1,3,5.5,5,5,5,4,4.8,4,4,4,4,4.8,4,4,4,4,4.8,4,4,4,4,"","","","","","","","","","",16]
["OGH68B","10kW以上","B",68,360,24.48,20.6,20.6,2,2,5.5,5,5,5,4,5.5,5,5,5,4,4.8,5,5,5,"",4.8,5,5,5,"","","","","","","","","","","",14]
["OGH69B","10kW以上","B",69,360,24.84,20.6,20.6,2,2,5.5,5,5,5,4,5.5,5,5,5,4,4.8,4,4,4,4,4.8,5,5,5,"","","","","","","","","","","",15]
["OGH70B","10kW以上","B",70,360,25.2,20.6,20.6,2,2,5.5,5,5,5,4,5.5,5,5,5,4,4.8,4,4,4,4,4.8,4,4,4,4,"","","","","","","","","","",16]
["OGH71B","10kW以上","B",71,360,25.56,21.3,21.3,3,1,5.5,5,5,5,4,5.5,5,5,5,4,5.5,5,5,4,4,4.8,5,5,5,"","","","","","","","","","","",15]
["OGH72B","10kW以上","B",72,360,25.92,21.3,21.3,3,1,5.5,5,5,5,4,5.5,5,5,5,4,5.5,5,5,5,4,4.8,5,5,5,"","","","","","","","","","","",15]
["OGH73B","10kW以上","B",73,360,26.28,21.3,21.3,3,1,5.5,5,5,5,4,5.5,5,5,5,4,5.5,5,5,5,4,4.8,4,4,4,4,"","","","","","","","","","",16]
["OGH74B","10kW以上","B",74,360,26.64,22,22,4,"",5.5,5,5,5,4,5.5,5,5,5,4,5.5,5,5,4,4,5.5,5,5,4,4,"","","","","","","","","","",16]
["OGH75B","10kW以上","B",75,360,27,22,22,4,"",5.5,5,5,5,4,5.5,5,5,5,4,5.5,5,5,5,4,5.5,5,5,4,4,"","","","","","","","","","",16]
["OGH76B","10kW以上","B",76,360,27.36,22,22,4,"",5.5,5,5,5,4,5.5,5,5,5,4,5.5,5,5,5,4,5.5,5,5,5,4,"","","","","","","","","","",16]
["OGH78B","10kW以上","B",78,360,28.08,25.4,25.4,2,3,5.5,5,5,4,4,5.5,5,5,4,4,4.8,5,5,4,"",4.8,5,5,4,"",4.8,5,5,4,"","","","","","",17]
["OGH79B","10kW以上","B",79,360,28.44,25.4,25.4,2,3,5.5,5,5,4,4,5.5,5,5,4,4,4.8,5,5,5,"",4.8,5,5,4,"",4.8,5,5,4,"","","","","","",17]
["OGH80B","10kW以上","B",80,360,28.8,25.4,25.4,2,3,5.5,5,5,4,4,5.5,5,5,4,4,4.8,5,5,5,"",4.8,5,5,5,"",4.8,5,5,4,"","","","","","",17]
["OGH81B","10kW以上","B",81,360,29.16,25.4,25.4,2,3,5.5,5,5,4,4,5.5,5,5,4,4,4.8,5,5,5,"",4.8,5,5,5,"",4.8,5,5,5,"","","","","","",17]
["OGH82B","10kW以上","B",82,360,29.52,25.4,25.4,2,3,5.5,5,5,5,4,5.5,5,5,4,4,4.8,5,5,5,"",4.8,5,5,5,"",4.8,5,5,5,"","","","","","",17]
["OGH83B","10kW以上","B",83,360,29.88,25.4,25.4,2,3,5.5,5,5,5,4,5.5,5,5,5,4,4.8,5,5,5,"",4.8,5,5,5,"",4.8,5,5,5,"","","","","","",17]
["OGH84B","10kW以上","B",84,360,30.24,25.4,25.4,2,3,5.5,5,5,5,4,5.5,5,5,5,4,4.8,4,4,4,4,4.8,5,5,5,"",4.8,5,5,5,"","","","","","",18]
["OGH85B","10kW以上","B",85,360,30.6,25.4,25.4,2,3,5.5,5,5,5,4,5.5,5,5,5,4,4.8,4,4,4,4,4.8,4,4,4,4,4.8,5,5,5,"","","","","","",19]
["OGH86B","10kW以上","B",86,360,30.96,25.4,25.4,2,3,5.5,5,5,5,4,5.5,5,5,5,4,4.8,4,4,4,4,4.8,4,4,4,4,4.8,4,4,4,4,"","","","","",20]
["OGH87B","10kW以上","B",87,360,31.32,26.1,26.1,3,2,5.5,5,5,5,4,5.5,5,5,5,4,5.5,5,5,5,4,4.8,5,5,5,"",4.8,5,5,5,"","","","","","",18]
["OGH88B","10kW以上","B",88,360,31.68,26.1,26.1,3,2,5.5,5,5,5,4,5.5,5,5,5,4,5.5,5,5,5,4,4.8,4,4,4,4,4.8,5,5,5,"","","","","","",19]
["OGH89B","10kW以上","B",89,360,32.04,26.1,26.1,3,2,5.5,5,5,5,4,5.5,5,5,5,4,5.5,5,5,5,4,4.8,4,4,4,4,4.8,4,4,4,4,"","","","","",20]
["OGH90B","10kW以上","B",90,360,32.4,26.8,26.8,4,1,5.5,5,5,5,4,5.5,5,5,5,4,5.5,5,5,5,4,5.5,5,5,4,4,4.8,5,5,5,"","","","","","",19]
["OGH91B","10kW以上","B",91,360,32.76,26.8,26.8,4,1,5.5,5,5,5,4,5.5,5,5,5,4,5.5,5,5,5,4,5.5,5,5,5,4,4.8,5,5,5,"","","","","","",19]
["OGH92B","10kW以上","B",92,360,33.119999999999997,26.8,26.8,4,1,5.5,5,5,5,4,5.5,5,5,5,4,5.5,5,5,5,4,5.5,5,5,5,4,4.8,4,4,4,4,"","","","","",20]
["OGH93B","10kW以上","B",93,360,33.479999999999997,27.5,27.5,5,"",5.5,5,5,5,4,5.5,5,5,5,4,5.5,5,5,5,4,5.5,5,5,4,4,5.5,5,5,4,4,"","","","","",20]
["OGH94B","10kW以上","B",94,360,33.840000000000003,27.5,27.5,5,"",5.5,5,5,5,4,5.5,5,5,5,4,5.5,5,5,5,4,5.5,5,5,5,4,5.5,5,5,4,4,"","","","","",20]
["OGH95B","10kW以上","B",95,360,34.200000000000003,27.5,27.5,5,"",5.5,5,5,5,4,5.5,5,5,5,4,5.5,5,5,5,4,5.5,5,5,5,4,5.5,5,5,5,4,"","","","","",20]
["OGH96B","10kW以上","B",96,360,34.56,30.9,30.9,3,3,5.5,5,5,4,4,5.5,5,5,4,4,5.5,5,5,4,4,4.8,5,5,4,"",4.8,5,5,4,"",4.8,5,5,4,"",21]
["OGH97B","10kW以上","B",97,360,34.92,30.9,30.9,3,3,5.5,5,5,4,4,5.5,5,5,4,4,5.5,5,5,4,4,4.8,5,5,5,"",4.8,5,5,4,"",4.8,5,5,4,"",21]
["OGH98B","10kW以上","B",98,360,35.28,30.9,30.9,3,3,5.5,5,5,4,4,5.5,5,5,4,4,5.5,5,5,4,4,4.8,5,5,5,"",4.8,5,5,5,"",4.8,5,5,4,"",21]
["OGH99B","10kW以上","B",99,360,35.64,30.9,30.9,3,3,5.5,5,5,4,4,5.5,5,5,4,4,5.5,5,5,4,4,4.8,5,5,5,"",4.8,5,5,5,"",4.8,5,5,5,"",21]
["OGH100B","10kW以上","B",100,360,36,30.9,30.9,3,3,5.5,5,5,5,4,5.5,5,5,4,4,5.5,5,5,4,4,4.8,5,5,5,"",4.8,5,5,5,"",4.8,5,5,5,"",21]
["OGH101B","10kW以上","B",101,360,36.36,30.9,30.9,3,3,5.5,5,5,5,4,5.5,5,5,5,4,5.5,5,5,4,4,4.8,5,5,5,"",4.8,5,5,5,"",4.8,5,5,5,"",21]
["OGH102B","10kW以上","B",102,360,36.72,30.9,30.9,3,3,5.5,5,5,5,4,5.5,5,5,5,4,5.5,5,5,5,4,4.8,5,5,5,"",4.8,5,5,5,"",4.8,5,5,5,"",21]
["OGH103B","10kW以上","B",103,360,37.08,30.9,30.9,3,3,5.5,5,5,5,4,5.5,5,5,5,4,5.5,5,5,5,4,4.8,4,4,4,4,4.8,5,5,5,"",4.8,5,5,5,"",22]
["OGH104B","10kW以上","B",104,360,37.44,30.9,30.9,3,3,5.5,5,5,5,4,5.5,5,5,5,4,5.5,5,5,5,4,4.8,4,4,4,4,4.8,4,4,4,4,4.8,5,5,5,"",23]
["OGH105B","10kW以上","B",105,360,37.799999999999997,30.9,30.9,3,3,5.5,5,5,5,4,5.5,5,5,5,4,5.5,5,5,5,4,4.8,4,4,4,4,4.8,4,4,4,4,4.8,4,4,4,4,24]
["OGH106B","10kW以上","B",106,360,38.159999999999997,31.6,31.6,4,2,5.5,5,5,5,4,5.5,5,5,5,4,5.5,5,5,5,4,5.5,5,5,5,4,4.8,5,5,5,"",4.8,5,5,5,"",22]
["OGH107B","10kW以上","B",107,360,38.520000000000003,31.6,31.6,4,2,5.5,5,5,5,4,5.5,5,5,5,4,5.5,5,5,5,4,5.5,5,5,5,4,4.8,4,4,4,4,4.8,5,5,5,"",23]
["OGH108B","10kW以上","B",108,360,38.880000000000003,31.6,31.6,4,2,5.5,5,5,5,4,5.5,5,5,5,4,5.5,5,5,5,4,5.5,5,5,5,4,4.8,4,4,4,4,4.8,4,4,4,4,24]
["OGH109B","10kW以上","B",109,360,39.24,32.299999999999997,32.299999999999997,5,1,5.5,5,5,5,4,5.5,5,5,5,4,5.5,5,5,5,4,5.5,5,5,5,4,5.5,5,5,4,4,4.8,5,5,5,"",23]
["OGH110B","10kW以上","B",110,360,39.6,32.299999999999997,32.299999999999997,5,1,5.5,5,5,5,4,5.5,5,5,5,4,5.5,5,5,5,4,5.5,5,5,5,4,5.5,5,5,5,4,4.8,5,5,5,"",23]
["OGH111B","10kW以上","B",111,360,39.96,32.299999999999997,32.299999999999997,5,1,5.5,5,5,5,4,5.5,5,5,5,4,5.5,5,5,5,4,5.5,5,5,5,4,5.5,5,5,5,4,4.8,4,4,4,4,24]
["OGH112B","10kW以上","B",112,360,40.32,33,33,6,"",5.5,5,5,5,4,5.5,5,5,5,4,5.5,5,5,5,4,5.5,5,5,5,4,5.5,5,5,4,4,5.5,5,5,4,4,24]
["OGH113B","10kW以上","B",113,360,40.68,33,33,6,"",5.5,5,5,5,4,5.5,5,5,5,4,5.5,5,5,5,4,5.5,5,5,5,4,5.5,5,5,5,4,5.5,5,5,4,4,24]
["OGH114B","10kW以上","B",114,360,41.04,33,33,6,"",5.5,5,5,5,4,5.5,5,5,5,4,5.5,5,5,5,4,5.5,5,5,5,4,5.5,5,5,5,4,5.5,5,5,5,4,24]
["OGL17A","10kW未満","A",17,360,6.12,4.8,4.8,"",1,4.8,5,4,4,4,"","","","","","","","","","","","","","","","","","","","","","","","","",4]
["OGL20A","10kW未満","A",20,360,7.2,5.5,5.5,1,"",5.5,5,5,5,5,"","","","","","","","","","","","","","","","","","","","","","","","","",4]
["OGL34A","10kW未満","A",34,360,12.24,9.6,9.6,"",2,4.8,5,4,4,4,4.8,5,4,4,4,"","","","","","","","","","","","","","","","","","","","",8]
["OGH36A","10kW以上","A",36,360,12.96,10.3,10.3,1,1,5.5,5,5,5,5,4.8,4,4,4,4,"","","","","","","","","","","","","","","","","","","","",8]
["OGH37A","10kW以上","A",37,360,13.32,10.3,10.3,1,1,5.5,5,5,5,5,4.8,5,4,4,4,"","","","","","","","","","","","","","","","","","","","",8]
["OGH39A","10kW以上","A",39,360,14.04,11,11,2,"",5.5,5,5,5,5,5.5,5,5,5,4,"","","","","","","","","","","","","","","","","","","","",8]
["OGH40A","10kW以上","A",40,360,14.4,11,11,2,"",5.5,5,5,5,5,5.5,5,5,5,5,"","","","","","","","","","","","","","","","","","","","",8]
["OGH50A","10kW以上","A",50,360,18,14.399999999999999,14.4,"",3,4.8,5,4,4,4,4.8,5,4,4,4,4.8,4,4,4,4,"","","","","","","","","","","","","","","",12]
["OGH51A","10kW以上","A",51,360,18.36,14.399999999999999,14.4,"",3,4.8,5,4,4,4,4.8,5,4,4,4,4.8,5,4,4,4,"","","","","","","","","","","","","","","",12]
["OGH53A","10kW以上","A",53,360,19.079999999999998,15.1,15.1,1,2,5.5,5,5,5,5,4.8,5,4,4,4,4.8,4,4,4,4,"","","","","","","","","","","","","","","",12]
["OGH54A","10kW以上","A",54,360,19.440000000000001,15.1,15.1,1,2,5.5,5,5,5,5,4.8,5,4,4,4,4.8,5,4,4,4,"","","","","","","","","","","","","","","",12]
["OGH55A","10kW以上","A",55,360,19.8,15.8,15.8,2,1,5.5,5,5,5,5,5.5,5,5,5,4,4.8,4,4,4,4,"","","","","","","","","","","","","","","",12]
["OGH56A","10kW以上","A",56,360,20.16,15.8,15.8,2,1,5.5,5,5,5,5,5.5,5,5,5,5,4.8,4,4,4,4,"","","","","","","","","","","","","","","",12]
["OGH57A","10kW以上","A",57,360,20.52,15.8,15.8,2,1,5.5,5,5,5,5,5.5,5,5,5,5,4.8,5,4,4,4,"","","","","","","","","","","","","","","",12]
["OGH58A","10kW以上","A",58,360,20.88,16.5,16.5,3,"",5.5,5,5,5,5,5.5,5,5,5,4,5.5,5,5,5,4,"","","","","","","","","","","","","","","",12]
["OGH59A","10kW以上","A",59,360,21.24,16.5,16.5,3,"",5.5,5,5,5,5,5.5,5,5,5,5,5.5,5,5,5,4,"","","","","","","","","","","","","","","",12]
["OGH60A","10kW以上","A",60,360,21.6,16.5,16.5,3,"",5.5,5,5,5,5,5.5,5,5,5,5,5.5,5,5,5,5,"","","","","","","","","","","","","","","",12]
["OGH70A","10kW以上","A",70,360,25.2,19.899999999999999,19.899999999999999,1,3,5.5,5,5,5,5,4.8,5,4,4,4,4.8,5,4,4,4,4.8,4,4,4,4,"","","","","","","","","","",16]
["OGH71A","10kW以上","A",71,360,25.56,19.899999999999999,19.899999999999999,1,3,5.5,5,5,5,5,4.8,5,4,4,4,4.8,5,4,4,4,4.8,5,4,4,4,"","","","","","","","","","",16]
["OGH72A","10kW以上","A",72,360,25.92,20.6,20.6,2,2,5.5,5,5,5,5,5.5,5,5,5,5,4.8,4,4,4,4,4.8,4,4,4,4,"","","","","","","","","","",16]
["OGH73A","10kW以上","A",73,360,26.28,20.6,20.6,2,2,5.5,5,5,5,5,5.5,5,5,5,5,4.8,5,4,4,4,4.8,4,4,4,4,"","","","","","","","","","",16]
["OGH74A","10kW以上","A",74,360,26.64,20.6,20.6,2,2,5.5,5,5,5,5,5.5,5,5,5,5,4.8,5,4,4,4,4.8,5,4,4,4,"","","","","","","","","","",16]
["OGH75A","10kW以上","A",75,360,27,21.3,21.3,3,1,5.5,5,5,5,5,5.5,5,5,5,5,5.5,5,5,5,4,4.8,4,4,4,4,"","","","","","","","","","",16]
["OGH76A","10kW以上","A",76,360,27.36,21.3,21.3,3,1,5.5,5,5,5,5,5.5,5,5,5,5,5.5,5,5,5,5,4.8,4,4,4,4,"","","","","","","","","","",16]
["OGH77A","10kW以上","A",77,360,27.72,21.3,21.3,3,1,5.5,5,5,5,5,5.5,5,5,5,5,5.5,5,5,5,5,4.8,5,4,4,4,"","","","","","","","","","",16]
["OGH78A","10kW以上","A",78,360,28.08,22,22,4,"",5.5,5,5,5,5,5.5,5,5,5,5,5.5,5,5,5,4,5.5,5,5,5,4,"","","","","","","","","","",16]
["OGH79A","10kW以上","A",79,360,28.44,22,22,4,"",5.5,5,5,5,5,5.5,5,5,5,5,5.5,5,5,5,5,5.5,5,5,5,4,"","","","","","","","","","",16]
["OGH80A","10kW以上","A",80,360,28.8,22,22,4,"",5.5,5,5,5,5,5.5,5,5,5,5,5.5,5,5,5,5,5.5,5,5,5,5,"","","","","","","","","","",16]
["OGH89A","10kW以上","A",89,360,32.04,25.4,25.4,2,3,5.5,5,5,5,5,5.5,5,5,5,5,4.8,5,4,4,4,4.8,4,4,4,4,4.8,4,4,4,4,"","","","","",20]
["OGH90A","10kW以上","A",90,360,32.4,25.4,25.4,2,3,5.5,5,5,5,5,5.5,5,5,5,5,4.8,5,4,4,4,4.8,5,4,4,4,4.8,4,4,4,4,"","","","","",20]
["OGH91A","10kW以上","A",91,360,32.76,25.4,25.4,2,3,5.5,5,5,5,5,5.5,5,5,5,5,4.8,5,4,4,4,4.8,5,4,4,4,4.8,5,4,4,4,"","","","","",20]
["OGH92A","10kW以上","A",92,360,33.119999999999997,26.1,26.1,3,2,5.5,5,5,5,5,5.5,5,5,5,5,5.5,5,5,5,5,4.8,4,4,4,4,4.8,4,4,4,4,"","","","","",20]
["OGH93A","10kW以上","A",93,360,33.479999999999997,26.1,26.1,3,2,5.5,5,5,5,5,5.5,5,5,5,5,5.5,5,5,5,5,4.8,5,4,4,4,4.8,4,4,4,4,"","","","","",20]
["OGH94A","10kW以上","A",94,360,33.840000000000003,26.1,26.1,3,2,5.5,5,5,5,5,5.5,5,5,5,5,5.5,5,5,5,5,4.8,5,4,4,4,4.8,5,4,4,4,"","","","","",20]
["OGH95A","10kW以上","A",95,360,34.200000000000003,26.8,26.8,4,1,5.5,5,5,5,5,5.5,5,5,5,5,5.5,5,5,5,5,5.5,5,5,5,4,4.8,4,4,4,4,"","","","","",20]
["OGH96A","10kW以上","A",96,360,34.56,26.8,26.8,4,1,5.5,5,5,5,5,5.5,5,5,5,5,5.5,5,5,5,5,5.5,5,5,5,5,4.8,4,4,4,4,"","","","","",20]
["OGH97A","10kW以上","A",97,360,34.92,26.8,26.8,4,1,5.5,5,5,5,5,5.5,5,5,5,5,5.5,5,5,5,5,5.5,5,5,5,5,4.8,5,4,4,4,"","","","","",20]
["OGH98A","10kW以上","A",98,360,35.28,27.5,27.5,5,"",5.5,5,5,5,5,5.5,5,5,5,5,5.5,5,5,5,5,5.5,5,5,5,4,5.5,5,5,5,4,"","","","","",20]
["OGH99A","10kW以上","A",99,360,35.64,27.5,27.5,5,"",5.5,5,5,5,5,5.5,5,5,5,5,5.5,5,5,5,5,5.5,5,5,5,5,5.5,5,5,5,4,"","","","","",20]
["OGH100A","10kW以上","A",100,360,36,27.5,27.5,5,"",5.5,5,5,5,5,5.5,5,5,5,5,5.5,5,5,5,5,5.5,5,5,5,5,5.5,5,5,5,5,"","","","","",20]
["OGH108A","10kW以上","A",108,360,38.880000000000003,30.9,30.9,3,3,5.5,5,5,5,5,5.5,5,5,5,5,5.5,5,5,5,5,4.8,4,4,4,4,4.8,4,4,4,4,4.8,4,4,4,4,24]
["OGH109A","10kW以上","A",109,360,39.24,30.9,30.9,3,3,5.5,5,5,5,5,5.5,5,5,5,5,5.5,5,5,5,5,4.8,5,4,4,4,4.8,4,4,4,4,4.8,4,4,4,4,24]
["OGH110A","10kW以上","A",110,360,39.6,30.9,30.9,3,3,5.5,5,5,5,5,5.5,5,5,5,5,5.5,5,5,5,5,4.8,5,4,4,4,4.8,5,4,4,4,4.8,4,4,4,4,24]
["OGH111A","10kW以上","A",111,360,39.96,30.9,30.9,3,3,5.5,5,5,5,5,5.5,5,5,5,5,5.5,5,5,5,5,4.8,5,4,4,4,4.8,5,4,4,4,4.8,5,4,4,4,24]
["OGH112A","10kW以上","A",112,360,40.32,31.6,31.6,4,2,5.5,5,5,5,5,5.5,5,5,5,5,5.5,5,5,5,5,5.5,5,5,5,5,4.8,4,4,4,4,4.8,4,4,4,4,24]
["OGH113A","10kW以上","A",113,360,40.68,31.6,31.6,4,2,5.5,5,5,5,5,5.5,5,5,5,5,5.5,5,5,5,5,5.5,5,5,5,5,4.8,5,4,4,4,4.8,4,4,4,4,24]
["OGH114A","10kW以上","A",114,360,41.04,31.6,31.6,4,2,5.5,5,5,5,5,5.5,5,5,5,5,5.5,5,5,5,5,5.5,5,5,5,5,4.8,5,4,4,4,4.8,5,4,4,4,24]
["OGH115A","10kW以上","A",115,360,41.4,32.299999999999997,32.299999999999997,5,1,5.5,5,5,5,5,5.5,5,5,5,5,5.5,5,5,5,5,5.5,5,5,5,5,5.5,5,5,5,4,4.8,4,4,4,4,24]
["OGH116A","10kW以上","A",116,360,41.76,32.299999999999997,32.299999999999997,5,1,5.5,5,5,5,5,5.5,5,5,5,5,5.5,5,5,5,5,5.5,5,5,5,5,5.5,5,5,5,5,4.8,4,4,4,4,24]
["OGH117A","10kW以上","A",117,360,42.12,32.299999999999997,32.299999999999997,5,1,5.5,5,5,5,5,5.5,5,5,5,5,5.5,5,5,5,5,5.5,5,5,5,5,5.5,5,5,5,5,4.8,5,4,4,4,24]
["OGH118A","10kW以上","A",118,360,42.48,33,33,6,"",5.5,5,5,5,5,5.5,5,5,5,5,5.5,5,5,5,5,5.5,5,5,5,5,5.5,5,5,5,4,5.5,5,5,5,4,24]
["OGH119A","10kW以上","A",119,360,42.84,33,33,6,"",5.5,5,5,5,5,5.5,5,5,5,5,5.5,5,5,5,5,5.5,5,5,5,5,5.5,5,5,5,5,5.5,5,5,5,4,24]
["OGH120A","10kW以上","A",120,360,43.2,33,33,6,"",5.5,5,5,5,5,5.5,5,5,5,5,5.5,5,5,5,5,5.5,5,5,5,5,5.5,5,5,5,5,5.5,5,5,5,5,24]

{"sheet":"SET","index":5,"n_rows":2,"n_cols":1,"rows_kept":2,"cut":false,"hidden":true,"merged":[]}
["有効期限"]
["2019-07-31"]

{"sheet":"UserForm1用リスト","index":6,"n_rows":9,"n_cols":10,"rows_kept":9,"cut":false,"hidden":true,"merged":[]}
["モジュール選択","flamel","flames",null,"屋根材(金具)選択","noki","mune","keraba","tates","yokos"]
["SunPower-BC360W",1559,1046,null,"金属屋根縦葺(嵌合立平)",300,300,300,2,41]
["LONGi-単結晶310W",1650,991,null,"スレート",300,300,300,2,27]
["AUO-単結晶325W",1696,1022,null,"金属屋根横葺/段葺",300,300,300,2,41]
["SunPower-BC345W",1559,1046]
["LONGi-単結晶285W",1650,991]
["AUO-単結晶280W(旧型)",1639,983]
["AUO-単結晶280W(35年保証)",1640,992]
["AUO-単結晶300W",1640,992]

{"sheet":"ShopList","index":7,"n_rows":177,"n_cols":4,"rows_kept":177,"cut":false,"hidden":true,"merged":[]}
["ﾊﾟｰﾄﾅｰ名","社名","地区","送料4t/2t"]
["新規","【法人名を入力】","-",60000]
["大牟田","㈱今村組","九州",50000]
["光の森","㈱今村組","九州",50000]
["福岡南","㈱鳥越建設","九州",40000]
["ちくご","㈱クローバーホーム","九州",40000]
["小倉南","㈱ヤマト建設","九州",40000]
["飯塚","大和興業㈱","九州",40000]
["福岡東","大和興業㈱","九州",40000]
["福岡西","健康住宅㈱（㈱城南）","九州",40000]
["大野城","リブラスホーム㈱","九州",40000]
["久留米","㈱クローバーホーム","九州",40000]
["佐賀東","㈱クローバーホーム","九州",40000]
["宮若","㈱スリーピースホーム","九州",40000]
["西鹿児島","㈱七呂建設","九州",60000]
["鹿屋","㈱七呂建設","九州",60000]
["南鹿児島　","㈱七呂建設","九州",60000]
["熊本はません","㈱七呂建設","九州",60000]
["霧島","㈱七呂建設","九州",60000]
["鹿児島中山","㈱ニジ・ハウス","九州",60000]
["川内","㈱ハウスサポート","九州",50000]
["日置","㈱伊集院殖産","九州",60000]
["出水","㈲山田建設","九州",60000]
["八代","㈱福岡建設","九州",40000]
["熊本南","㈱親和技建","九州",40000]
["天草","㈱高田建材","九州",70000]
["大分","㈱豊後夢工房","九州",50000]
["大分西","㈱豊後夢工房","九州",50000]
["大分南","㈱豊後夢工房","九州",50000]
["都城","㈱七呂建設","九州",60000]
["延岡","㈱山田屋","九州",50000]
["宮崎南","㈱山田屋","九州",50000]
["日南","㈱山田屋","九州",50000]
["宮崎ひむか","㈱中本建設","九州",50000]
["にしもろ","㈱高山建設","九州",50000]
["長崎東","㈱藤本建設","九州",50000]
["長崎北","㈱ビルテックス","九州",50000]
["諫早","㈱中川建設","九州",50000]
["佐世保","㈱中川建設","九州",50000]
["大村","㈱木楽","九州",50000]
["島原","太田産業㈱","九州",50000]
["沖縄","㈲沖建工房","九州",0]
["那覇","㈱T&T","九州",0]
["小豆島","㈲木曽工務店","四国",0]
["香川","㈱明徳ホーム","四国",60000]
["丸亀","㈱明徳ホーム","四国",60000]
["観音寺","㈱明徳ホーム","四国",60000]
["高松","大成興産㈲","四国",60000]
["高知西","㈱鎌倉建設","四国",60000]
["高知東","㈱福重設計","四国",60000]
["西条","㈱徳増建工","四国",60000]
["松山南","堀田建設㈱","四国",60000]
["松山東","㈱三福綜合不動産","四国",60000]
["新居浜","大屋不動産㈱","四国",60000]
["徳島南","中川建設㈱","四国",60000]
["徳島北","㈲辻組","四国",60000]
["藍住","大徳建設㈱","四国",60000]
["高梁","福滝建設㈱","中国",40000]
["三次","㈱松岡工務店","中国",60000]
["広島西","㈱フレア","中国",50000]
["倉吉","㈱高野組","中国",50000]
["米子","㈱高野組","中国",50000]
["鳥取","㈱マツワ","中国",50000]
["松江東","さんもく工業㈱","中国",50000]
["松江","さんもく工業㈱","中国",50000]
["大田","㈱コーユー","中国",60000]
["出雲","㈱コーユー","中国",60000]
["江津（ｺﾞｳﾂ）","㈱井上組","中国",50000]
["雲南奥出雲","㈱安部建設","中国",60000]
["廿日市","㈱リエール","中国",50000]
["防府","田中建設㈱","中国",50000]
["周南","長崎建設㈱","中国",50000]
["山口東","周東建設㈱","中国",50000]
["萩・長門","田中建設㈱","中国",50000]
["山口","大和建設㈱","中国",50000]
["下関","オツジ建工㈱","中国",50000]
["綾部・福知山","㈱森下住建","近畿",40000]
["亀岡","㈱アサヒ","近畿",40000]
["京都洛北","㈱ディー・ファー","近畿",40000]
["奈良中央","㈱都建設","近畿",40000]
["北和","中西建設㈱","近畿",50000]
["寝屋川香里","㈱ダイワ工務店","近畿",40000]
["守口","㈱クラスカンパニー","近畿",40000]
["姫路北","㈱後藤工務店","近畿",40000]
["丹波","㈱森下住建","近畿",40000]
["但馬","㈱伊藤組","近畿",40000]
["西はりま","㈱竜野工務店","近畿",40000]
["和田山","㈱アイテック西岡","近畿",40000]
["神戸西","三陽建設㈱","近畿",40000]
["兵庫加古川","㈲ハートワン","近畿",40000]
["湖南","㈱Ａ．I．R．","近畿",40000]
["彦根","㈱まごころ住宅","近畿",40000]
["長浜","㈱まごころ住宅","近畿",40000]
["東近江","㈱広田工務店","近畿",40000]
["甲賀湖南","なごみ住宅㈱","近畿",40000]
["御坊","㈱和佐","近畿",50000]
["半田","㈱チタコーポレーション","中部",50000]
["知多","㈱チタコーポレーション","中部",50000]
["名古屋・清須","平成建設㈱","中部",50000]
["常滑","堀本住宅㈱","中部",50000]
["知立","佐藤建設㈱","中部",50000]
["名古屋みなと","マスターズプラン㈱","中部",50000]
["豊田","㈱ニッポー","中部",50000]
["豊橋南","㈱金田工務店","中部",50000]
["一宮","㈱建築工房sakura","中部",50000]
["高山","㈲エッチ・アンド・シーホーム","中部",50000]
["岐阜南","㈱アイシン","中部",50000]
["各務原・岐南","㈱まごころ住宅","中部",50000]
["大垣","㈱まごころ住宅","中部",50000]
["岐阜関","㈱ヤマムラ","中部",50000]
["多治見","㈱大島電氣工事（オーシマホーム）","中部",50000]
["四日市","マスターズプラン㈱","中部",50000]
["松阪中勢","明松ホーム㈱","中部",50000]
["伊勢","明松ホーム㈱","中部",50000]
["鈴鹿","㈱パワーホーム大建","中部",50000]
["東紀州","㈱アサヒ住宅","中部",50000]
["津","ホンダ建設㈲","中部",50000]
["金沢北","㈱誠和住宅","中部",60000]
["小松","㈱大黒建設","中部",50000]
["坂井","後藤建設㈱","中部",40000]
["小浜","㈱森下住建","中部",40000]
["福井北","㈲池上工務店","中部",50000]
["つるが","㈲大幸ハウジング","中部",40000]
["鯖江","㈱伍代工務店","中部",40000]
["新川","大信建設興業㈱","中部",60000]
["高岡","㈱菅原工務店","中部",60000]
["浜松南","山口建設㈱","甲信越",50000]
["掛川","山口建設㈱","甲信越",50000]
["静岡中部","㈱ユアハウス","甲信越",50000]
["伊東","㈱さくらパートナーズ","甲信越",50000]
["中信","㈱ＡＩＷＡ匠","甲信越",50000]
["松本","㈱ＡＩＷＡ匠","甲信越",50000]
["佐久平","池田建設㈱","甲信越",50000]
["南信","田島建設㈱","甲信越",50000]
["甲府","㈱ハウジング建都","甲信越",50000]
["富士河口湖","ホームスタイルマイ㈱","甲信越",50000]
["下越","㈱鈴幸","甲信越",50000]
["長岡","㈲村松田中製材所","甲信越",50000]
["ひたちなか","㈱大須賀工務店","関東",40000]
["水戸","㈱大須賀工務店","関東",40000]
["下館","㈱小川ハウジング","関東",40000]
["古河","㈱小川ハウジング","関東",40000]
["内原","㈱大縄林業","関東",50000]
["那珂","森島建設工業㈱","関東",40000]
["伊勢崎","㈲相生建設","関東",40000]
["前橋","e-style㈱","関東",40000]
["高崎","e-style㈱","関東",40000]
["館林・熊谷","㈱徳川組","関東",40000]
["三郷","松井産業㈱","関東",40000]
["久喜","㈱カクダイホーム","関東",40000]
["千葉東総","鈴木建設㈱","関東",50000]
["内房","㈱網代工務店","関東",50000]
["南房総","東日総業㈱","関東",50000]
["松戸","トーケンホーム㈱","関東",50000]
["西東京","キャナエル設計㈱","関東",40000]
["海老名","㈲フォルム","関東",50000]
["横浜西","将伸建設㈱","関東",50000]
["横浜元町","㈱三峰エンジニアリング","関東",50000]
["宇都宮東","いえものがたり㈱","関東",40000]
["栃木南","㈲イシハマホーム","関東",40000]
["栃木県北","七浦建設㈱","関東",40000]
["佐野","㈱ドリームクリエイト","関東",50000]
["足利･太田","㈱大生建物","関東",40000]
["鶴岡","㈱尾形ホーム","東北",60000]
["米沢","㈲高山工務店","東北",50000]
["郡山","㈱ジューケン葉山","東北",50000]
["白河","㈱ジューケン葉山","東北",50000]
["相馬","㈱紺野工務所","東北",50000]
["いわき","㈲アテックス","東北",50000]
["福島南","㈱すげの住研","東北",50000]
["会津","㈲山口工建","東北",50000]
["宮古","宮古住宅産業㈱","東北",60000]
["花巻","㈱システムテック","東北",80000]
["南三陸","山庄建設㈱","東北",60000]
["大崎","㈲山田建設　","東北",60000]
["仙台東","㈱髙賢工務店","東北",60000]
["秋田西","モアリビング","東北",60000]

{"sheet":"UserForm2用リスト","index":8,"n_rows":11,"n_cols":38,"rows_kept":11,"cut":false,"hidden":true,"merged":[[1,33,1,37],[1,1,1,5],[1,6,1,10],[1,18,1,22],[1,23,1,27],[1,28,1,32]]}
[1,2,3,4,5,6,7,8,9,10,11,12,13,14,15,16,null,"前払い特価(現金決済)"]
[null,"SMAパッケージ　A価格　通常価格",null,null,null,null,"オムロン-パッケージ　A価格　通常価格",null,null,null,null,null,"屋根材",null,"屋根材","取付金具",null,null,"SMAパッケージ　A価格　前払い特価",null,null,null,null,"オムロン-パッケージ　A価格　前払い特価",null,null,null,null,"SMAパッケージ　A価格　通常価格",null,null,null,null,"オムロン-パッケージ　A価格　通常価格"]
["モジュール種類","A","B","C","D","E","A","B","C","D","E","寸法","金属屋根縦葺(嵌合立平)","型式","金属屋根縦葺(嵌合立平)","掴み金具 ハゼ高さ25mm用",null,"モジュール種類","A","B","C","D","E","A","B","C","D","E","A","B","C","D","E","A","B","C","D","E"]
["SunPower-BC360W",{"$f":"IF($R$1=\"前払い特価(現金決済)\",S4,AC4)","v":118000},{"$f":"IF($R$1=\"前払い特価(現金決済)\",T4,AD4)","v":120000},{"$f":"IF($R$1=\"前払い特価(現金決済)\",U4,AE4)","v":122000},{"$f":"IF($R$1=\"前払い特価(現金決済)\",V4,AF4)","v":125000},{"$f":"IF($R$1=\"前払い特価(現金決済)\",W4,AG4)","v":128000},{"$f":"IF($R$1=\"前払い特価(現金決済)\",X4,AH4)","v":120000},{"$f":"IF($R$1=\"前払い特価(現金決済)\",Y4,AI4)","v":122000},{"$f":"IF($R$1=\"前払い特価(現金決済)\",Z4,AJ4)","v":125000},{"$f":"IF($R$1=\"前払い特価(現金決済)\",AA4,AK4)","v":128000},{"$f":"IF($R$1=\"前払い特価(現金決済)\",AB4,AL4)","v":133000},"1559×1046×46(mm)","スレート","SPR-X22-360","金属屋根縦葺(嵌合立平)","掴み金具 ハゼ高さ35mm用",null,"SunPower-BC360W",{"$f":"AC4-4000","v":118000},{"$f":"AD4-4000","v":120000},{"$f":"AE4-4000","v":122000},{"$f":"AF4-4000","v":125000},{"$f":"AG4-4000","v":128000},{"$f":"AH4-4000","v":120000},{"$f":"AI4-4000","v":122000},{"$f":"AJ4-4000","v":125000},{"$f":"AK4-4000","v":128000},{"$f":"AL4-4000","v":133000},122000,124000,126000,129000,132000,124000,126000,129000,132000,137000]
["LONGi-単結晶310W",{"$f":"IF($R$1=\"前払い特価(現金決済)\",S5,AC5)","v":96000},98000,100000,103000,107000,98000,100000,103000,106000,110000,"1650×991×40(mm)","金属屋根横葺/段葺","LR6-60PE-310M","スレート","クイックスレート",null,"LONGi-単結晶310W",{"$f":"AC5-4000","v":96000},98000,100000,103000,107000,98000,100000,103000,106000,110000,100000,102000,104000,107000,111000,102000,104000,107000,110000,114000]
["AUO-単結晶325W",101000,103000,105000,108000,111000,103000,105000,108000,111000,116000,"1696×1022×40(mm)",null,"PM060MW4_325","金属屋根横葺/段葺","掴み金具(直付工法)",null,"AUO-単結晶325W",101000,103000,105000,108000,111000,103000,105000,108000,111000,116000,105000,107000,109000,112000,115000,107000,109000,112000,115000,120000]
["SunPower-BC345W",122000,124000,126000,129000,132000,124000,126000,129000,132000,137000,"1559×1046×46(mm)",null,"SPR-X21-345-IEC","88折板","5段×3列＝15枚用",null,"SunPower-BC345W",122000,124000,126000,129000,132000,124000,126000,129000,132000,137000,126000,128000,130000,133000,136000,128000,130000,133000,136000,141000]
["LONGi-単結晶285W",103000,105000,108000,111000,115000,103000,105000,108000,111000,115000,"1650×991×40(mm)",null,"LR6-60-285M","88折板","5段×4列＝20枚用",null,"LONGi-単結晶285W",103000,105000,108000,111000,115000,103000,105000,108000,111000,115000,107000,109000,112000,115000,119000,107000,109000,112000,115000,119000]
["AUO-単結晶280W(旧型)",96000,98000,100000,103000,106000,98000,100000,103000,106000,110000,"1639×983×40(mm)",null,"PM250M01_280","88折板","5段×5列＝25枚用",null,"AUO-単結晶280W(旧型)",96000,98000,100000,103000,106000,98000,100000,103000,106000,110000,100000,102000,104000,107000,110000,102000,104000,107000,110000,114000]
["AUO-単結晶280W(35年保証)",101000,103000,105000,108000,111000,103000,105000,108000,111000,115000,"1640×992×40(mm)",null,"PM060MW2_280","88折板","5段×6列＝30枚用",null,"AUO-単結晶280W(35年保証)",101000,103000,105000,108000,111000,103000,105000,108000,111000,115000,105000,107000,109000,112000,115000,107000,109000,112000,115000,119000]
["AUO-単結晶300W",115000,119000,123000,128000,131000,115000,119000,123000,128000,131000,"1640×992×40(mm)",null,"PM060MW3_300",null,null,null,"AUO-単結晶300W",115000,119000,123000,128000,131000,115000,119000,123000,128000,131000,119000,123000,127000,132000,135000,119000,123000,127000,132000,135000]

{"sheet":"見積書兼発注書","index":9,"n_rows":58,"n_cols":109,"rows_kept":58,"cut":false,"hidden":true,"merged":[[50,0,51,7],[52,0,53,7],[29,78,30,82],[27,67,27,73],[38,75,38,76],[10,32,10,35],[52,15,53,20],[50,15,51,20],[52,21,53,25],[42,8,43,15],[40,0,41,7],[46,8,47,14],[21,0,21,25],[22,0,22,25],[23,0,23,25],[24,0,24,25],[37,0,37,25],[38,0,38,25],[35,0,35,25],[10,59,10,107],[11,59,12,70],[11,77,12,87],[11,88,12,95],[11,96,12,107],[57,35,57,52],[55,35,56,52],[55,29,56,34],[54,29,54,51],[7,59,9,62],[7,63,9,72],[7,73,9,76],[7,77,9,86],[35,58,35,83],[35,84,35,87],[33,58,33,89],[29,59,30,60],[29,61,30,65],[29,67,30,68],[29,69,30,73],[29,76,30,77],[36,58,36,83],[36,84,36,87],[36,88,36,89],[35,88,35,89],[29,86,29,88],[30,86,30,88],[33,26,33,29],[34,58,34,83],[34,84,34,87],[34,88,34,89],[37,26,37,29],[35,108,36,109],[34,108,34,109],[33,90,33,100],[29,89,29,91],[31,59,31,65],[31,67,31,73],[31,76,31,82],[29,101,29,102],[29,103,29,104],[29,105,29,107],[30,89,30,91],[30,92,30,93],[37,59,37,61],[29,94,29,95],[29,96,29,97],[29,98,29,100],[35,90,36,100],[30,94,30,95],[30,96,30,97],[30,98,30,100],[30,101,30,102],[28,101,28,102],[28,103,28,104],[28,105,28,107],[27,86,27,88],[27,89,27,91],[27,92,27,93],[27,94,27,95],[27,96,27,97],[27,98,27,100],[27,101,27,102],[27,103,27,104],[3,59,4,62],[3,63,4,72],[3,73,4,76],[3,77,4,86],[3,87,9,107],[5,59,6,62],[5,63,6,72],[5,73,6,76],[5,77,6,86],[26,101,26,102],[26,103,26,104],[19,88,19,107],[20,88,20,107],[21,88,21,107],[22,88,22,107],[23,88,23,107],[27,105,27,107],[26,96,26,97],[26,98,26,100],[25,96,25,97],[25,98,25,100],[25,101,25,102],[25,103,25,104],[25,105,25,107],[39,57,39,67],[40,57,40,67],[40,68,40,69],[40,70,40,71],[40,83,40,95],[38,107,38,108],[38,68,38,72],[39,83,39,95],[39,96,39,97],[39,98,39,99],[40,96,40,97],[40,98,40,99],[38,96,38,100],[38,73,38,74],[38,77,38,78],[38,79,38,80],[16,59,16,84],[16,88,16,107],[26,105,26,107],[37,93,37,94],[37,95,37,96],[37,97,37,99],[37,100,37,101],[37,81,37,82],[37,85,37,87],[17,88,17,107],[18,88,18,107],[26,86,26,88],[26,89,26,91],[26,92,26,93],[26,94,26,95],[37,102,37,103],[37,62,37,64],[27,76,27,82],[24,86,24,107],[25,86,25,88],[25,89,25,91],[25,92,25,93],[25,94,25,95],[37,104,37,106],[27,59,27,65],[36,0,36,25],[25,0,25,25],[26,0,26,25],[31,0,31,25],[32,0,32,25],[33,0,33,25],[34,0,34,25],[27,0,27,25],[28,0,28,25],[29,0,29,25],[30,0,30,25],[35,26,35,29],[35,30,35,31],[35,32,35,35],[35,36,35,37],[35,38,35,43],[35,44,35,51],[34,32,34,35],[34,36,34,37],[34,38,34,43],[34,44,34,51],[36,26,36,29],[33,30,33,31],[54,0,55,7],[39,38,40,51],[41,38,42,51],[42,0,43,7],[44,0,45,7],[46,0,47,7],[48,0,49,7],[39,32,40,37],[41,32,42,37],[43,32,44,37],[43,38,44,51],[50,29,50,51],[44,8,45,25],[50,21,51,25],[48,21,49,25],[46,21,47,25],[54,8,55,14],[52,8,53,14],[50,8,51,14],[48,8,49,14],[48,29,48,51],[54,21,55,25],[42,20,43,25],[49,29,49,51],[54,15,55,20],[38,26,38,29],[38,30,38,31],[38,32,38,35],[38,36,38,37],[38,38,38,43],[38,44,38,51],[48,15,49,20],[46,15,47,20],[51,29,51,51],[52,29,52,51],[46,29,46,51],[47,29,47,51],[40,8,41,25],[42,16,43,19],[53,29,53,51],[37,30,37,31],[37,32,37,35],[37,36,37,37],[37,38,37,43],[37,44,37,51],[36,32,36,35],[36,36,36,37],[36,38,36,43],[36,44,36,51],[36,30,36,31],[33,32,33,35],[33,36,33,37],[33,38,33,43],[33,44,33,51],[34,26,34,29],[34,30,34,31],[32,32,32,35],[32,36,32,37],[32,38,32,43],[32,44,32,51],[31,26,31,29],[31,30,31,31],[31,32,31,35],[31,36,31,37],[31,38,31,43],[31,44,31,51],[32,26,32,29],[32,30,32,31],[30,32,30,35],[30,36,30,37],[30,38,30,43],[30,44,30,51],[29,26,29,29],[29,30,29,31],[29,32,29,35],[29,36,29,37],[29,38,29,43],[29,44,29,51],[30,26,30,29],[30,30,30,31],[28,32,28,35],[28,36,28,37],[28,38,28,43],[28,44,28,51],[27,26,27,29],[27,30,27,31],[27,32,27,35],[27,36,27,37],[27,38,27,43],[27,44,27,51],[28,26,28,29],[28,30,28,31],[26,32,26,35],[26,36,26,37],[26,38,26,43],[26,44,26,51],[26,26,26,29],[26,30,26,31],[22,32,22,35],[22,36,22,37],[22,38,22,43],[22,44,22,51],[23,44,23,51],[24,26,24,29],[24,30,24,31],[22,26,22,29],[22,30,22,31],[24,32,24,35],[24,36,24,37],[24,38,24,43],[24,44,24,51],[23,26,23,29],[23,30,23,31],[23,32,23,35],[23,36,23,37],[23,38,23,43],[15,38,15,43],[15,44,15,51],[14,26,14,29],[14,30,14,31],[25,26,25,29],[25,30,25,31],[25,32,25,35],[25,36,25,37],[25,38,25,43],[25,44,25,51],[21,26,21,29],[21,30,21,31],[21,32,21,35],[21,36,21,37],[21,38,21,43],[21,44,21,51],[20,30,20,31],[20,36,20,37],[20,38,20,43],[20,44,20,51],[19,36,19,37],[19,38,19,43],[19,44,19,51],[16,36,16,37],[13,26,13,29],[13,30,13,31],[18,32,18,35],[17,26,17,29],[17,30,17,31],[17,32,17,35],[20,32,20,35],[19,26,19,29],[19,30,19,31],[19,32,19,35],[14,32,14,35],[16,32,16,35],[15,26,15,29],[15,30,15,31],[15,32,15,35],[13,32,13,35],[15,0,15,25],[16,0,16,25],[17,0,17,25],[18,0,18,25],[19,0,19,25],[20,0,20,25],[11,38,11,43],[11,44,11,51],[11,26,11,29],[11,30,11,31],[16,26,16,29],[16,30,16,31],[18,26,18,29],[18,30,18,31],[20,26,20,29],[13,36,13,37],[13,38,13,43],[13,44,13,51],[18,36,18,37],[18,38,18,43],[18,44,18,51],[17,36,17,37],[17,38,17,43],[17,44,17,51],[1,43,1,51],[2,43,3,51],[1,37,1,42],[2,37,3,42],[11,36,11,37],[14,36,14,37],[14,38,14,43],[14,44,14,51],[12,36,12,37],[12,38,12,43],[12,44,12,51],[10,36,10,37],[10,38,10,43],[10,44,10,51],[4,44,5,45],[4,37,5,41],[16,38,16,43],[16,44,16,51],[15,36,15,37],[13,77,14,107],[0,0,0,51],[2,26,3,32],[5,0,6,32],[7,32,8,37],[7,38,8,43],[7,44,8,51],[9,32,9,35],[9,36,9,37],[9,38,9,43],[9,44,9,51],[7,26,8,31],[9,30,9,31],[9,26,9,29],[0,79,0,88],[0,58,0,78],[1,58,1,109],[4,50,5,51],[4,46,5,47],[4,42,5,43],[4,48,5,49],[2,0,3,25],[25,59,26,60],[25,61,26,65],[25,67,26,68],[25,69,26,73],[25,76,26,77],[25,78,26,82],[10,26,10,29],[10,30,10,31],[7,0,8,25],[9,0,9,25],[10,0,10,25],[11,71,12,76],[13,59,14,63],[13,64,14,70],[13,71,14,76],[12,32,12,35],[11,0,11,25],[12,0,12,25],[12,26,12,29],[12,30,12,31],[13,0,13,25],[14,0,14,25],[11,32,11,35],[57,68,57,69],[54,65,55,70],[54,71,55,109],[42,96,42,97],[42,98,42,99],[42,57,42,67],[42,68,42,69],[42,70,42,71],[42,83,42,95],[56,85,57,109],[57,72,57,84],[49,58,55,64],[49,65,53,109],[44,58,46,61],[44,62,46,109],[47,58,47,67],[48,58,48,67],[56,0,57,7],[56,8,57,14],[56,15,57,20],[56,21,57,25],[37,65,37,66],[37,67,37,68],[37,88,37,90],[37,69,37,70],[37,71,37,73],[37,74,37,75],[37,76,37,77],[37,78,37,80],[41,68,41,69],[41,70,41,71],[39,68,39,69],[39,70,39,71],[41,83,41,95],[37,91,37,92],[41,57,41,67],[57,58,57,61],[57,62,57,63],[57,66,57,67],[57,70,57,71],[57,64,57,65],[25,108,25,109],[47,68,48,89],[47,92,48,109],[47,90,48,91],[41,96,41,97],[41,98,41,99],[26,108,26,109],[38,101,38,102],[38,103,38,104],[38,105,38,106],[34,101,34,107],[33,101,33,109],[27,108,27,109],[28,86,28,88],[28,89,28,91],[28,92,28,93],[28,94,28,95],[28,96,28,97],[28,98,28,100],[30,103,30,104],[30,105,30,107],[29,92,29,93],[35,101,36,107],[34,90,34,100]]}
["見　積　書",null,null,null,null,null,null,null,null,null,null,null,null,null,null,null,null,null,null,null,null,null,null,null,null,null,null,null,null,null,null,null,null,null,null,null,null,null,null,null,null,null,null,null,null,null,null,null,null,null,null,null,null,null,null,null,null,null,"株式会社イシン住宅研究所　御中",null,null,null,null,null,null,null,null,null,null,null,null,null,null,null,null,null,null,null,null,"発　注　書"]
[null,null,null,null,null,null,null,null,null,null,null,null,null,null,null,null,null,null,null,null,null,null,null,null,null,null,null,null,null,null,null,null,null,null,null,null,null,"Ver.",null,null,null,null,null,"見積No.",null,null,null,null,null,null,null,null,null,null,null,null,null,null,"御発注の際は以下の内容をご入力(ご記入)・ご捺印の上、左頁見積書と併せてスキャンした画像をメールにて送信してください。"]
["小林様邸",null,null,null,null,null,null,null,null,null,null,null,null,null,null,null,null,null,null,null,null,null,null,null,null,null,"43.200kW",null,null,null,null,null,null,null,null,null,null,"1906-F1",null,null,null,null,null,"190513-004827"]
[null,null,null,null,null,null,null,null,null,null,null,null,null,null,null,null,null,null,null,null,null,null,null,null,null,null,null,null,null,null,null,null,null,null,null,null,null,null,null,null,null,null,null,null,null,null,null,null,null,null,null,null,null,null,null,null,null,null,null,"発注日",null,null,null,null,null,null,null,null,null,null,null,null,null,"発注者",null,null,null,null,null,null,null,null,null,null,null,null,null,"【貴社印】"]
[null,null,null,null,null,null,null,null,null,null,null,null,null,null,null,null,null,null,null,null,null,null,null,null,null,null,null,null,null,null,null,null,null,null,null,null,null,2019,null,null,null,null,"年",null,5,null,"月",null,13,null,"日"]
["下記の通りお見積りいたします。ご検討の程、よろしくお願いいたします。",null,null,null,null,null,null,null,null,null,null,null,null,null,null,null,null,null,null,null,null,null,null,null,null,null,null,null,null,null,null,null,null,null,null,null,null,null,null,null,null,null,null,null,null,null,null,null,null,null,null,null,null,null,null,null,null,null,null,"納品日",null,null,null,null,null,null,null,null,null,null,null,null,null,"時間指定"]
[]
["商　品　名",null,null,null,null,null,null,null,null,null,null,null,null,null,null,null,null,null,null,null,null,null,null,null,null,null,"数　量",null,null,null,null,null,"単　位",null,null,null,null,null,"単　価",null,null,null,null,null,"金　額",null,null,null,null,null,null,null,null,null,null,null,null,null,null,"進入可否\n確認",null,null,null,null,null,null,null,null,null,null,null,null,null,"ユニック\n指定"]
[]
["[モジュール] SunPower-BC360W 型式： SPR-X22-360 プランA",null,null,null,null,null,null,null,null,null,null,null,null,null,null,null,null,null,null,null,null,null,null,null,null,null,120,null,null,null,"枚",null,43.199999999999996,null,null,null,"kW",null,120000,null,null,null,null,null,5184000]
["[パワコン] 【オムロン】KPM-A55-J4（5.5kW）",null,null,null,null,null,null,null,null,null,null,null,null,null,null,null,null,null,null,null,null,null,null,null,null,null,6,null,null,null,"台",null,33,null,null,null,"kW",null,"込",null,null,null,null,null,"-",null,null,null,null,null,null,null,null,null,null,null,null,null,null,"※正式な発注より２～４週間後が納品可能日となっております。　※ 8～11時以外の時間指定／土日祝日納品：別途追加料金が発生します。"]
["パワコン間ケーブル 3m【KP-CH-A4VG03S】",null,null,null,null,null,null,null,null,null,null,null,null,null,null,null,null,null,null,null,null,null,null,null,null,null,5,null,null,null,"本",null,null,null,null,null,null,null,"込",null,null,null,null,null,"-",null,null,null,null,null,null,null,null,null,null,null,null,null,null,"【納品先情報】",null,null,null,null,null,null,null,null,null,null,null,"荷受者名",null,null,null,null,null,null,null,null,null,null,null,null,null,null,null,null,"荷受者連絡先"]
["モジュール～パワコン間接続ケーブル 30m",null,null,null,null,null,null,null,null,null,null,null,null,null,null,null,null,null,null,null,null,null,null,null,null,null,24,null,null,null,"set",null,null,null,null,null,null,null,"込",null,null,null,null,null,"-"]
["掴み金具 ハゼ高さ25mm用（8点支持）",null,null,null,null,null,null,null,null,null,null,null,null,null,null,null,null,null,null,null,null,null,null,null,null,null,1,null,null,null,"式",null,43.199999999999996,null,null,null,"kW",null,20000,null,null,null,null,null,864000,null,null,null,null,null,null,null,null,null,null,null,null,null,null,"郵便番号",null,null,null,null,null,null,null,null,null,null,null,"納品先住所"]
["エナジーインテリジェントゲートウェイ",null,null,null,null,null,null,null,null,null,null,null,null,null,null,null,null,null,null,null,null,null,null,null,null,null,1,null,null,null,"式",null,null,null,null,null,null,null,50000,null,null,null,null,null,50000]
["パワコン～計測ユニット間ケーブル 15m【KP-CH-B8VG15S】",null,null,null,null,null,null,null,null,null,null,null,null,null,null,null,null,null,null,null,null,null,null,null,null,null,1,null,null,null,"本",null,null,null,null,null,null,null,"込",null,null,null,null,null,"-"]
["4t車",null,null,null,null,null,null,null,null,null,null,null,null,null,null,null,null,null,null,null,null,null,null,null,null,null,2,null,null,null,"台",null,null,null,null,null,null,null,50000,null,null,null,null,null,100000,null,null,null,null,null,null,null,null,null,null,null,null,null,null,"軒・棟・けらばの出の寸法記入欄（割付図作成用）",null,null,null,null,null,null,null,null,null,null,null,null,null,null,null,null,null,null,null,null,null,null,null,null,null,null,null,null,"発注書と一緒に送っていただく資料"]
["ユニック割増",null,null,null,null,null,null,null,null,null,null,null,null,null,null,null,null,null,null,null,null,null,null,null,null,null,2,null,null,null,"台",null,null,null,null,null,null,null,7500,null,null,null,null,null,15000,null,null,null,null,null,null,null,null,null,null,null,null,null,null,null,null,null,null,null,null,null,null,null,null,null,null,null,null,null,null,null,null,null,null,null,null,null,null,null,null,null,null,null,"・プレカット図（垂木割りの判るもの）"]
["★注意★ 補強クリップは別途部材のみでSIソーラーよりご購入ください。",null,null,null,null,null,null,null,null,null,null,null,null,null,null,null,null,null,null,null,null,null,null,null,null,null,null,null,null,null,null,null,null,null,null,null,null,null,null,null,null,null,null,null,null,null,null,null,null,null,null,null,null,null,null,null,null,null,null,null,null,null,null,null,null,null,null,null,null,null,null,null,null,null,null,null,null,null,null,null,null,null,null,null,null,null,null,null,"・平面図＆立面図"]
[null,null,null,null,null,null,null,null,null,null,null,null,null,null,null,null,null,null,null,null,null,null,null,null,null,null,null,null,null,null,null,null,null,null,null,null,null,null,null,null,null,null,null,null,null,null,null,null,null,null,null,null,null,null,null,null,null,null,null,null,null,null,null,null,null,null,null,null,null,null,null,null,null,null,null,null,null,null,null,null,null,null,null,null,null,null,null,null,"・納品先地図"]
[null,null,null,null,null,null,null,null,null,null,null,null,null,null,null,null,null,null,null,null,null,null,null,null,null,null,null,null,null,null,null,null,null,null,null,null,null,null,null,null,null,null,null,null,null,null,null,null,null,null,null,null,null,null,null,null,null,null,null,null,null,null,null,null,null,null,null,null,null,null,null,null,null,null,null,null,null,null,null,null,null,null,null,null,null,null,null,null,"・瓦のメーカーおよび商品名が判る資料"]
[null,null,null,null,null,null,null,null,null,null,null,null,null,null,null,null,null,null,null,null,null,null,null,null,null,null,null,null,null,null,null,null,null,null,null,null,null,null,null,null,null,null,null,null,null,null,null,null,null,null,null,null,null,null,null,null,null,null,null,null,null,null,null,null,null,null,null,null,null,null,null,null,null,null,null,null,null,null,null,null,null,null,null,null,null,null,null,null,"（瓦屋根の場合のみ）"]
[]
[]
[null,null,null,null,null,null,null,null,null,null,null,null,null,null,null,null,null,null,null,null,null,null,null,null,null,null,null,null,null,null,null,null,null,null,null,null,null,null,null,null,null,null,null,null,null,null,null,null,null,null,null,null,null,null,null,null,null,null,null,null,null,null,null,null,null,null,null,null,null,null,null,null,null,null,null,null,null,null,null,null,null,null,null,null,null,null,"モジュール配列　"]
[null,null,null,null,null,null,null,null,null,null,null,null,null,null,null,null,null,null,null,null,null,null,null,null,null,null,null,null,null,null,null,null,null,null,null,null,null,null,null,null,null,null,null,null,null,null,null,null,null,null,null,null,null,null,null,null,null,null,null,"A",null,null,null,null,null,null,null,"C",null,null,null,null,null,null,null,null,"F",null,null,null,null,null,null,null,null,null,"① 縦",null,null,null,null,null,"段",null,"×",null,"横",null,null,null,null,"列",null,"=",null,{"$f":"CL26*CU26","v":0},null,null,"枚"]
[null,null,null,null,null,null,null,null,null,null,null,null,null,null,null,null,null,null,null,null,null,null,null,null,null,null,null,null,null,null,null,null,null,null,null,null,null,null,null,null,null,null,null,null,null,null,null,null,null,null,null,null,null,null,null,null,null,null,null,null,null,null,null,null,null,null,null,null,null,null,null,null,null,null,null,null,null,null,null,null,null,null,null,null,null,null,"② 縦",null,null,null,null,null,"段",null,"×",null,"横",null,null,null,null,"列",null,"=",null,0,null,null,"枚"]
[null,null,null,null,null,null,null,null,null,null,null,null,null,null,null,null,null,null,null,null,null,null,null,null,null,null,null,null,null,null,null,null,null,null,null,null,null,null,null,null,null,null,null,null,null,null,null,null,null,null,null,null,null,null,null,null,null,null,null,"野地出 ※基準:85mm",null,null,null,null,null,null,null,"野地出 ※基準:55mm",null,null,null,null,null,null,null,null,"野地出 ※基準:55mm",null,null,null,null,null,null,null,null,null,"③ 縦",null,null,null,null,null,"段",null,"×",null,"横",null,null,null,null,"列",null,"=",null,0,null,null,"枚"]
[null,null,null,null,null,null,null,null,null,null,null,null,null,null,null,null,null,null,null,null,null,null,null,null,null,null,null,null,null,null,null,null,null,null,null,null,null,null,null,null,null,null,null,null,null,null,null,null,null,null,null,null,null,null,null,null,null,null,null,null,null,null,null,null,null,null,null,null,null,null,null,null,null,null,null,null,null,null,null,null,null,null,null,null,null,null,"④ 縦",null,null,null,null,null,"段",null,"×",null,"横",null,null,null,null,"列",null,"=",null,0,null,null,"枚"]
[null,null,null,null,null,null,null,null,null,null,null,null,null,null,null,null,null,null,null,null,null,null,null,null,null,null,null,null,null,null,null,null,null,null,null,null,null,null,null,null,null,null,null,null,null,null,null,null,null,null,null,null,null,null,null,null,null,null,null,"B",null,null,null,null,null,null,null,"D",null,null,null,null,null,null,null,null,"E",null,null,null,null,null,null,null,null,null,"⑤ 縦",null,null,null,null,null,"段",null,"×",null,"横",null,null,null,null,"列",null,"=",null,0,null,null,"枚"]
[null,null,null,null,null,null,null,null,null,null,null,null,null,null,null,null,null,null,null,null,null,null,null,null,null,null,null,null,null,null,null,null,null,null,null,null,null,null,null,null,null,null,null,null,null,null,null,null,null,null,null,null,null,null,null,null,null,null,null,null,null,null,null,null,null,null,null,null,null,null,null,null,null,null,null,null,null,null,null,null,null,null,null,null,null,null,"⑥ 縦",null,null,null,null,null,"段",null,"×",null,"横",null,null,null,null,"列",null,"=",null,0,null,null,"枚"]
[null,null,null,null,null,null,null,null,null,null,null,null,null,null,null,null,null,null,null,null,null,null,null,null,null,null,null,null,null,null,null,null,null,null,null,null,null,null,null,null,null,null,null,null,null,null,null,null,null,null,null,null,null,null,null,null,null,null,null,"軒の出",null,null,null,null,null,null,null,"棟の出",null,null,null,null,null,null,null,null,"けらば"]
[]
[null,null,null,null,null,null,null,null,null,null,null,null,null,null,null,null,null,null,null,null,null,null,null,null,null,null,null,null,null,null,null,null,null,null,null,null,null,null,null,null,null,null,null,null,null,null,null,null,null,null,null,null,null,null,null,null,null,null,"小林様邸",null,null,null,null,null,null,null,null,null,null,null,null,null,null,null,null,null,null,null,null,null,null,null,null,null,null,null,null,null,null,null,"売電方式",null,null,null,null,null,null,null,null,null,null,"10kW以上余剰"]
[null,null,null,null,null,null,null,null,null,null,null,null,null,null,null,null,null,null,null,null,null,null,null,null,null,null,null,null,null,null,null,null,null,null,null,null,null,null,null,null,null,null,null,null,null,null,null,null,null,null,null,null,null,null,null,null,null,null,"[モジュール] SunPower-BC360W 型式： SPR-X22-360",null,null,null,null,null,null,null,null,null,null,null,null,null,null,null,null,null,null,null,null,null,null,null,null,null,120,null,null,null,"枚",null,"モジュール合計出力",null,null,null,null,null,null,null,null,null,null,43.2,null,null,null,null,null,null,"kW"]
[null,null,null,null,null,null,null,null,null,null,null,null,null,null,null,null,null,null,null,null,null,null,null,null,null,null,null,null,null,null,null,null,null,null,null,null,null,null,null,null,null,null,null,null,null,null,null,null,null,null,null,null,null,null,null,null,null,null,"[パワコン] KPM-A55-J4（オムロン/5.5kW）",null,null,null,null,null,null,null,null,null,null,null,null,null,null,null,null,null,null,null,null,null,null,null,null,null,6,null,null,null,"台",null,"認定申請時の発電出力",null,null,null,null,null,null,null,null,null,null,33,null,null,null,null,null,null,"kW"]
[]
[]
[null,null,null,null,null,null,null,null,null,null,null,null,null,null,null,null,null,null,null,null,null,null,null,null,null,null,null,null,null,null,null,null,null,null,null,null,null,null,null,null,null,null,null,null,null,null,null,null,null,null,null,null,null,null,null,null,null,null,null,null,null,null,null,null,null,null,null,null,"差込口⇒",null,null,null,null,1,null,2,null,3,null,4,null,null,null,null,null,null,null,null,null,null,null,null,null,null,null,null,"差込口⇒",null,null,null,null,1,null,2,null,3,null,4]
[null,null,null,null,null,null,null,null,null,null,null,null,null,null,null,null,null,null,null,null,null,null,null,null,null,null,null,null,null,null,null,null,"小　計",null,null,null,null,null,{"$f":"SUM(AS10:AS39)","v":6213000},null,null,null,null,null,null,null,null,null,null,null,null,null,null,null,null,null,null,"ストリングス(母屋１)：",null,null,null,null,null,null,null,null,null,null,5.5,null,"kW",null,null,"5",",","5",",","5",",","5",null,null,null,"ストリングス(母屋５)：",null,null,null,null,null,null,null,null,null,null,null,null,5.5,null,"kW",null,null,"5",",","5",",","5",",","5"]
["売電方式",null,null,null,null,null,null,null,"10kW以上余剰",null,null,null,null,null,null,null,null,null,null,null,null,null,null,null,null,null,null,null,null,null,null,null,null,null,null,null,null,null,null,null,null,null,null,null,null,null,null,null,null,null,null,null,null,null,null,null,null,"〃 　　(  〃 ２)：",null,null,null,null,null,null,null,null,null,null,5.5,null,"kW",null,null,"5",",","5",",","5",",","5",null,null,null,"〃 　　(  〃 ６)：",null,null,null,null,null,null,null,null,null,null,null,null,5.5,null,"kW",null,null,"5",",","5",",","5",",","5"]
[null,null,null,null,null,null,null,null,null,null,null,null,null,null,null,null,null,null,null,null,null,null,null,null,null,null,null,null,null,null,null,null,"消費税",null,null,null,null,null,{"$f":"ROUND(AM40*0.08,0)","v":497040},null,null,null,null,null,null,null,null,null,null,null,null,null,null,null,null,null,null,"〃 　　(  〃 ３)：",null,null,null,null,null,null,null,null,null,null,5.5,null,"kW",null,null,"5",",","5",",","5",",","5",null,null,null,"ストリングス(ガレージ１)：",null,null,null,null,null,null,null,null,null,null,null,null,null,null,"kW",null,null,null,",",null,",",null,","]
["店舗名",null,null,null,null,null,null,null,"光の森",null,null,null,null,null,null,null,"担当",null,null,null,"小林",null,null,null,null,null,null,null,null,null,null,null,null,null,null,null,null,null,null,null,null,null,null,null,null,null,null,null,null,null,null,null,null,null,null,null,null,"〃 　　(  〃 ４)：",null,null,null,null,null,null,null,null,null,null,5.5,null,"kW",null,null,"5",",","5",",","5",",","5",null,null,null,"〃 　　(      〃   ２)：",null,null,null,null,null,null,null,null,null,null,null,null,null,null,"kW",null,null,null,",",null,",",null,","]
[null,null,null,null,null,null,null,null,null,null,null,null,null,null,null,null,null,null,null,null,null,null,null,null,null,null,null,null,null,null,null,null,"合　計",null,null,null,null,null,{"$f":"AM40+AM42","v":6710040}]
["会社名",null,null,null,null,null,null,null,"㈱今村組",null,null,null,null,null,null,null,null,null,null,null,null,null,null,null,null,null,null,null,null,null,null,null,null,null,null,null,null,null,null,null,null,null,null,null,null,null,null,null,null,null,null,null,null,null,null,null,null,null,"【備考】"]
[]
["4t進入",null,null,null,null,null,null,null,"可",null,null,null,null,null,null,"積雪",null,null,null,null,null,"120cm",null,null,null,null,null,null,null,"【お見積り条件】"]
[null,null,null,null,null,null,null,null,null,null,null,null,null,null,null,null,null,null,null,null,null,null,null,null,null,null,null,null,null,"■ 設置、電気などの工事費のほか、申請費用等は含まれておりません。"]
["ユニック指定",null,null,null,null,null,null,null,"要",null,null,null,null,null,null,"対海岸距離",null,null,null,null,null,"1km超",null,null,null,null,null,null,null,"■ 屋根材、勾配、積雪等の条件により、金額が変動する事があります。"]
[null,null,null,null,null,null,null,null,null,null,null,null,null,null,null,null,null,null,null,null,null,null,null,null,null,null,null,null,null,"■ 納期は正式発注から2～4週間要しますので、ご承知下さい。",null,null,null,null,null,null,null,null,null,null,null,null,null,null,null,null,null,null,null,null,null,null,null,null,null,null,null,null,"御注文に関する\n重要確認事項",null,null,null,null,null,null,"● 事業計画認定前に設置工事を行ったことに起因する理由でキャンセルになった場合、納品時期に関わらず返品及び返金は一切承れません。\n● ８時～１１時以外の納品は通常の２倍程、日曜・祝日納品の場合も別途料金が発生致します。\n● 納品は車上渡しとなっており、運転手による荷降しは出来かねます。ユニック不要の場合は荷降し人員を必ず御手配ください。\n● 納品の３営業日前を過ぎてからの日程変更は、キャンセル料として運賃同額がかかる場合があります。"]
[null,null,null,null,null,null,null,null,null,null,null,null,null,null,null,"風速【※】",null,null,null,null,null,"30～38m/s",null,null,null,null,null,null,null,"　（御急ぎの場合はご相談下さい。）"]
[null,null,null,null,null,null,null,null,null,null,null,null,null,null,null,null,null,null,null,null,null,null,null,null,null,null,null,null,null,"■ 適用税率は見積時の税率となっておりますので、"]
["屋根施工",null,null,null,null,null,null,null,"金属屋根立平",null,null,null,null,null,null,"勾配",null,null,null,null,null,"3.0寸",null,null,null,null,null,null,null,"　 ご注文の時期により価格が変わる場合がございます。"]
[null,null,null,null,null,null,null,null,null,null,null,null,null,null,null,null,null,null,null,null,null,null,null,null,null,null,null,null,null,"※ 設計条件はJIS C 8955(2017)に準じます。"]
["ガレージ屋根施工",null,null,null,null,null,null,null,"-",null,null,null,null,null,null,"ガレージ勾配",null,null,null,null,null,"-",null,null,null,null,null,null,null,"※ 建物高さは10m以下が条件です。",null,null,null,null,null,null,null,null,null,null,null,null,null,null,null,null,null,null,null,null,null,null,null,null,null,null,null,null,null,null,null,null,null,null,null,"保証に関する\n注意事項",null,null,null,null,null,"● 設置基準に関する告知事項に間違いや虚偽があった場合は、保証対象より外させていただきます。\n● 保証書発行の手続きは、施工後に滞りなく行っていただくようお願い致します。"]
[null,null,null,null,null,null,null,null,null,null,null,null,null,null,null,null,null,null,null,null,null,null,null,null,null,null,null,null,null,"＜見積作成＞",null,null,null,null,null,"株式会社イシン住宅研究所"]
["価格設定",null,null,null,null,null,null,null,"前払い特価",null,null,null,null,null,null,"補強クリップ",null,null,null,null,null,"要",null,null,null,null,null,null,null,null,null,null,null,null,null,null,null,null,null,null,null,null,null,null,null,null,null,null,null,null,null,null,null,null,null,null,null,null,null,null,null,null,null,null,null,null,null,null,null,null,null,null,null,null,null,null,null,null,null,null,null,null,null,null,null,"株式会社SIソーラー　　担当者："]
[null,null,null,null,null,null,null,null,null,null,null,null,null,null,null,null,null,null,null,null,null,null,null,null,null,null,null,null,null,null,null,null,null,null,null,"〒708-0013　岡山県津山市二宮654-4",null,null,null,null,null,null,null,null,null,null,null,null,null,null,null,null,null,null,null,null,null,null,null,null,null,null,"年",null,null,null,"月",null,null,null,"日",null,"【受注No.：　　　　　　　　　　】"]